{"text_format":"1","workbook":"xlsx","n_sheets":10,"sheets":["Rf-CodeLists","Database","CodeListRanges","DBL1","DBL2","DBL3","DBL4","Feature Attributes","DataEntry","DataEntry2"],"not_rendered":{"charts":0,"images":0,"macros":1,"external_links":0,"defined_names":6748,"comments":1,"pivot_tables":1},"unopened":[],"bounds":{"document_bytes":16777216,"sheet_cells":100000,"rows_first":2000,"rows_last":500,"rows_between":2000,"halvings":0,"cell_chars":16384,"cell_head_chars":4096},"cells_cut":0,"cells_raw":0,"read":"whole","date_system":"1900"}

{"sheet":"Rf-CodeLists","index":0,"n_rows":479,"n_cols":13,"rows_kept":479,"cut":false,"hidden":true,"merged":[]}
[]
[]
["L2 Group","Selection Type","Selection Code","Comments","Code Group","Specificaly","Type Code","Characters2","Item Code","Characters","Old Type","Old Code","Column1"]
["Service Connection","DCs Paid","Paid",null,"BNY","DEV",{"$f":"\"A_\"&tCodeLists[[#This Row],[Code Group]]&tCodeLists[[#This Row],[Specificaly]]","v":"A_BNYDEV"},{"$f":"LEN(tCodeLists[[#This Row],[Type Code]])","v":8},"PAID",{"$f":"LEN(tCodeLists[[#This Row],[Item Code]])","v":4},null,null,{"$f":"LEN(tCodeLists[[#This Row],[Selection Code]])","v":4}]
["Service Connection","DCs Paid","Not Paid",null,"BNY","DEV",{"$f":"\"A_\"&tCodeLists[[#This Row],[Code Group]]&tCodeLists[[#This Row],[Specificaly]]","v":"A_BNYDEV"},{"$f":"LEN(tCodeLists[[#This Row],[Type Code]])","v":8},"NOTPAID",{"$f":"LEN(tCodeLists[[#This Row],[Item Code]])","v":7},null,null,{"$f":"LEN(tCodeLists[[#This Row],[Selection Code]])","v":8}]
["Service Connection","DCs Paid","Undefined",null,"BNY","DEV",{"$f":"\"A_\"&tCodeLists[[#This Row],[Code Group]]&tCodeLists[[#This Row],[Specificaly]]","v":"A_BNYDEV"},{"$f":"LEN(tCodeLists[[#This Row],[Type Code]])","v":8},"NYD",{"$f":"LEN(tCodeLists[[#This Row],[Item Code]])","v":3},null,null,{"$f":"LEN(tCodeLists[[#This Row],[Selection Code]])","v":9}]
["Service Connection","DCs Paid","Not Applicable",null,"BNY","DEV",{"$f":"\"A_\"&tCodeLists[[#This Row],[Code Group]]&tCodeLists[[#This Row],[Specificaly]]","v":"A_BNYDEV"},{"$f":"LEN(tCodeLists[[#This Row],[Type Code]])","v":8},"NA",{"$f":"LEN(tCodeLists[[#This Row],[Item Code]])","v":2},null,null,{"$f":"LEN(tCodeLists[[#This Row],[Selection Code]])","v":14}]
["Instrument","Output Pulsed","Yes",null,"BNY","MTR",{"$f":"\"A_\"&tCodeLists[[#This Row],[Code Group]]&tCodeLists[[#This Row],[Specificaly]]","v":"A_BNYMTR"},{"$f":"LEN(tCodeLists[[#This Row],[Type Code]])","v":8},"YES",{"$f":"LEN(tCodeLists[[#This Row],[Item Code]])","v":3},null,null,{"$f":"LEN(tCodeLists[[#This Row],[Selection Code]])","v":3}]
["Instrument","Output Pulsed","No",null,"BNY","MTR",{"$f":"\"A_\"&tCodeLists[[#This Row],[Code Group]]&tCodeLists[[#This Row],[Specificaly]]","v":"A_BNYMTR"},{"$f":"LEN(tCodeLists[[#This Row],[Type Code]])","v":8},"NORETURN",{"$f":"LEN(tCodeLists[[#This Row],[Item Code]])","v":8},null,null,{"$f":"LEN(tCodeLists[[#This Row],[Selection Code]])","v":2}]
["Instrument","Output Pulsed","Undefined",null,"BNY","MTR",{"$f":"\"A_\"&tCodeLists[[#This Row],[Code Group]]&tCodeLists[[#This Row],[Specificaly]]","v":"A_BNYMTR"},{"$f":"LEN(tCodeLists[[#This Row],[Type Code]])","v":8},"NYD",{"$f":"LEN(tCodeLists[[#This Row],[Item Code]])","v":3},null,null,{"$f":"LEN(tCodeLists[[#This Row],[Selection Code]])","v":9}]
["Service Connection","Backflow Rating","High",null,"CLS","BFW",{"$f":"\"A_\"&tCodeLists[[#This Row],[Code Group]]&tCodeLists[[#This Row],[Specificaly]]","v":"A_CLSBFW"},{"$f":"LEN(tCodeLists[[#This Row],[Type Code]])","v":8},"HIGH",{"$f":"LEN(tCodeLists[[#This Row],[Item Code]])","v":4},null,null,{"$f":"LEN(tCodeLists[[#This Row],[Selection Code]])","v":4}]
["Service Connection","Backflow Rating","Low",null,"CLS","BFW",{"$f":"\"A_\"&tCodeLists[[#This Row],[Code Group]]&tCodeLists[[#This Row],[Specificaly]]","v":"A_CLSBFW"},{"$f":"LEN(tCodeLists[[#This Row],[Type Code]])","v":8},"LOW",{"$f":"LEN(tCodeLists[[#This Row],[Item Code]])","v":3},null,null,{"$f":"LEN(tCodeLists[[#This Row],[Selection Code]])","v":3}]
["Service Connection","Backflow Rating","Medium",null,"CLS","BFW",{"$f":"\"A_\"&tCodeLists[[#This Row],[Code Group]]&tCodeLists[[#This Row],[Specificaly]]","v":"A_CLSBFW"},{"$f":"LEN(tCodeLists[[#This Row],[Type Code]])","v":8},"MED",{"$f":"LEN(tCodeLists[[#This Row],[Item Code]])","v":3},null,null,{"$f":"LEN(tCodeLists[[#This Row],[Selection Code]])","v":6}]
["Service Connection","Backflow Rating","Undefined",null,"CLS","BFW",{"$f":"\"A_\"&tCodeLists[[#This Row],[Code Group]]&tCodeLists[[#This Row],[Specificaly]]","v":"A_CLSBFW"},{"$f":"LEN(tCodeLists[[#This Row],[Type Code]])","v":8},"NYD",{"$f":"LEN(tCodeLists[[#This Row],[Item Code]])","v":3},null,null,{"$f":"LEN(tCodeLists[[#This Row],[Selection Code]])","v":9}]
["Chamber","Lid Class","Class A - Footpaths  For Pedestrians And Cycle ways",null,"CLS","LID",{"$f":"\"A_\"&tCodeLists[[#This Row],[Code Group]]&tCodeLists[[#This Row],[Specificaly]]","v":"A_CLSLID"},{"$f":"LEN(tCodeLists[[#This Row],[Type Code]])","v":8},"A",{"$f":"LEN(tCodeLists[[#This Row],[Item Code]])","v":1},null,null,{"$f":"LEN(tCodeLists[[#This Row],[Selection Code]])","v":51}]
["Chamber","Lid Class","Class B - Footpaths For Light Vehicle, Pedestrian Precincts",null,"CLS","LID",{"$f":"\"A_\"&tCodeLists[[#This Row],[Code Group]]&tCodeLists[[#This Row],[Specificaly]]","v":"A_CLSLID"},{"$f":"LEN(tCodeLists[[#This Row],[Type Code]])","v":8},"B",{"$f":"LEN(tCodeLists[[#This Row],[Item Code]])","v":1},null,null,{"$f":"LEN(tCodeLists[[#This Row],[Selection Code]])","v":59}]
["Chamber","Lid Class","Class C - Pedestrian Areas With Slow Moving Commercial Vehicles, Parkside Areas, Kerbsides",null,"CLS","LID",{"$f":"\"A_\"&tCodeLists[[#This Row],[Code Group]]&tCodeLists[[#This Row],[Specificaly]]","v":"A_CLSLID"},{"$f":"LEN(tCodeLists[[#This Row],[Type Code]])","v":8},"C",{"$f":"LEN(tCodeLists[[#This Row],[Item Code]])","v":1},null,null,{"$f":"LEN(tCodeLists[[#This Row],[Selection Code]])","v":90}]
["Chamber","Lid Class","Class D - Carriageways Roads For Commercial Vehicles",null,"CLS","LID",{"$f":"\"A_\"&tCodeLists[[#This Row],[Code Group]]&tCodeLists[[#This Row],[Specificaly]]","v":"A_CLSLID"},{"$f":"LEN(tCodeLists[[#This Row],[Type Code]])","v":8},"D",{"$f":"LEN(tCodeLists[[#This Row],[Item Code]])","v":1},null,null,{"$f":"LEN(tCodeLists[[#This Row],[Selection Code]])","v":52}]
["Chamber","Lid Class","Class E - Industrial Areas",null,"CLS","LID",{"$f":"\"A_\"&tCodeLists[[#This Row],[Code Group]]&tCodeLists[[#This Row],[Specificaly]]","v":"A_CLSLID"},{"$f":"LEN(tCodeLists[[#This Row],[Type Code]])","v":8},"E",{"$f":"LEN(tCodeLists[[#This Row],[Item Code]])","v":1},null,null,{"$f":"LEN(tCodeLists[[#This Row],[Selection Code]])","v":26}]
["Chamber","Lid Class","Undefined",null,"CLS","LID",{"$f":"\"A_\"&tCodeLists[[#This Row],[Code Group]]&tCodeLists[[#This Row],[Specificaly]]","v":"A_CLSLID"},{"$f":"LEN(tCodeLists[[#This Row],[Type Code]])","v":8},"NYD",{"$f":"LEN(tCodeLists[[#This Row],[Item Code]])","v":3},null,null,{"$f":"LEN(tCodeLists[[#This Row],[Selection Code]])","v":9}]
["Pipe","Pipe Class","Class 10","Need The Equivalnet SN rating for these","CLS","PIP",{"$f":"\"A_\"&tCodeLists[[#This Row],[Code Group]]&tCodeLists[[#This Row],[Specificaly]]","v":"A_CLSPIP"},{"$f":"LEN(tCodeLists[[#This Row],[Type Code]])","v":8},"CLASS10",{"$f":"LEN(tCodeLists[[#This Row],[Item Code]])","v":7},null,null,{"$f":"LEN(tCodeLists[[#This Row],[Selection Code]])","v":8}]
["Pipe","Pipe Class","Class 2","Need The Equivalnet SN rating for these","CLS","PIP",{"$f":"\"A_\"&tCodeLists[[#This Row],[Code Group]]&tCodeLists[[#This Row],[Specificaly]]","v":"A_CLSPIP"},{"$f":"LEN(tCodeLists[[#This Row],[Type Code]])","v":8},"CLASS2",{"$f":"LEN(tCodeLists[[#This Row],[Item Code]])","v":6},null,null,{"$f":"LEN(tCodeLists[[#This Row],[Selection Code]])","v":7}]
["Pipe","Pipe Class","Class 3","Need The Equivalnet SN rating for these","CLS","PIP",{"$f":"\"A_\"&tCodeLists[[#This Row],[Code Group]]&tCodeLists[[#This Row],[Specificaly]]","v":"A_CLSPIP"},{"$f":"LEN(tCodeLists[[#This Row],[Type Code]])","v":8},"CLASS3",{"$f":"LEN(tCodeLists[[#This Row],[Item Code]])","v":6},null,null,{"$f":"LEN(tCodeLists[[#This Row],[Selection Code]])","v":7}]
["Pipe","Pipe Class","Class 4","Need The Equivalnet SN rating for these","CLS","PIP",{"$f":"\"A_\"&tCodeLists[[#This Row],[Code Group]]&tCodeLists[[#This Row],[Specificaly]]","v":"A_CLSPIP"},{"$f":"LEN(tCodeLists[[#This Row],[Type Code]])","v":8},"CLASS4",{"$f":"LEN(tCodeLists[[#This Row],[Item Code]])","v":6},null,null,{"$f":"LEN(tCodeLists[[#This Row],[Selection Code]])","v":7}]
["Pipe","Pipe Class","Class 6","Need The Equivalnet SN rating for these","CLS","PIP",{"$f":"\"A_\"&tCodeLists[[#This Row],[Code Group]]&tCodeLists[[#This Row],[Specificaly]]","v":"A_CLSPIP"},{"$f":"LEN(tCodeLists[[#This Row],[Type Code]])","v":8},"CLASS6",{"$f":"LEN(tCodeLists[[#This Row],[Item Code]])","v":6},null,null,{"$f":"LEN(tCodeLists[[#This Row],[Selection Code]])","v":7}]
["Pipe","Pipe Class","Class 8","Need The Equivalnet SN rating for these","CLS","PIP",{"$f":"\"A_\"&tCodeLists[[#This Row],[Code Group]]&tCodeLists[[#This Row],[Specificaly]]","v":"A_CLSPIP"},{"$f":"LEN(tCodeLists[[#This Row],[Type Code]])","v":8},"CLASS8",{"$f":"LEN(tCodeLists[[#This Row],[Item Code]])","v":6},null,null,{"$f":"LEN(tCodeLists[[#This Row],[Selection Code]])","v":7}]
["Pipe","Pipe Class","Class A (PN3 - 300kPa)","For old PN rated pipes","CLS","PIP",{"$f":"\"A_\"&tCodeLists[[#This Row],[Code Group]]&tCodeLists[[#This Row],[Specificaly]]","v":"A_CLSPIP"},{"$f":"LEN(tCodeLists[[#This Row],[Type Code]])","v":8},"CLASSA",{"$f":"LEN(tCodeLists[[#This Row],[Item Code]])","v":6},null,null,{"$f":"LEN(tCodeLists[[#This Row],[Selection Code]])","v":22}]
["Pipe","Pipe Class","Class B (PN6 - 600kPa)","For old PN rated pipes","CLS","PIP",{"$f":"\"A_\"&tCodeLists[[#This Row],[Code Group]]&tCodeLists[[#This Row],[Specificaly]]","v":"A_CLSPIP"},{"$f":"LEN(tCodeLists[[#This Row],[Type Code]])","v":8},"CLASSB",{"$f":"LEN(tCodeLists[[#This Row],[Item Code]])","v":6},null,null,{"$f":"LEN(tCodeLists[[#This Row],[Selection Code]])","v":22}]
["Pipe","Pipe Class","Class C (PN9 - 900kPa)","For old PN rated pipes","CLS","PIP",{"$f":"\"A_\"&tCodeLists[[#This Row],[Code Group]]&tCodeLists[[#This Row],[Specificaly]]","v":"A_CLSPIP"},{"$f":"LEN(tCodeLists[[#This Row],[Type Code]])","v":8},"CLASSC",{"$f":"LEN(tCodeLists[[#This Row],[Item Code]])","v":6},null,null,{"$f":"LEN(tCodeLists[[#This Row],[Selection Code]])","v":22}]
["Pipe","Pipe Class","Class D (PN12 - 1200kPa)","For old PN rated pipes","CLS","PIP",{"$f":"\"A_\"&tCodeLists[[#This Row],[Code Group]]&tCodeLists[[#This Row],[Specificaly]]","v":"A_CLSPIP"},{"$f":"LEN(tCodeLists[[#This Row],[Type Code]])","v":8},"CLASSD",{"$f":"LEN(tCodeLists[[#This Row],[Item Code]])","v":6},null,null,{"$f":"LEN(tCodeLists[[#This Row],[Selection Code]])","v":24}]
["Pipe","Pipe Class","Class E (PN15 - 1500kPa)","For old PN rated pipes","CLS","PIP",{"$f":"\"A_\"&tCodeLists[[#This Row],[Code Group]]&tCodeLists[[#This Row],[Specificaly]]","v":"A_CLSPIP"},{"$f":"LEN(tCodeLists[[#This Row],[Type Code]])","v":8},"CLASSE",{"$f":"LEN(tCodeLists[[#This Row],[Item Code]])","v":6},null,null,{"$f":"LEN(tCodeLists[[#This Row],[Selection Code]])","v":24}]
["Pipe","Pipe Class","Class F (PN18 - 1800kPa)","For old PN rated pipes","CLS","PIP",{"$f":"\"A_\"&tCodeLists[[#This Row],[Code Group]]&tCodeLists[[#This Row],[Specificaly]]","v":"A_CLSPIP"},{"$f":"LEN(tCodeLists[[#This Row],[Type Code]])","v":8},"CLASSF",{"$f":"LEN(tCodeLists[[#This Row],[Item Code]])","v":6},null,null,{"$f":"LEN(tCodeLists[[#This Row],[Selection Code]])","v":24}]
["Pipe","Pipe Class","Class G (PN20 - 2000kPa)","For old PN rated pipes","CLS","PIP",{"$f":"\"A_\"&tCodeLists[[#This Row],[Code Group]]&tCodeLists[[#This Row],[Specificaly]]","v":"A_CLSPIP"},{"$f":"LEN(tCodeLists[[#This Row],[Type Code]])","v":8},"CLASSG",{"$f":"LEN(tCodeLists[[#This Row],[Item Code]])","v":6},null,null,{"$f":"LEN(tCodeLists[[#This Row],[Selection Code]])","v":24}]
["Pipe","Pipe Class","Class X (Class 2)","For Concrete Pipes from old class system","CLS","PIP",{"$f":"\"A_\"&tCodeLists[[#This Row],[Code Group]]&tCodeLists[[#This Row],[Specificaly]]","v":"A_CLSPIP"},{"$f":"LEN(tCodeLists[[#This Row],[Type Code]])","v":8},"CLASSX",{"$f":"LEN(tCodeLists[[#This Row],[Item Code]])","v":6},null,null,{"$f":"LEN(tCodeLists[[#This Row],[Selection Code]])","v":17}]
["Pipe","Pipe Class","Class Y (Class 3)","For Concrete Pipes from old class system","CLS","PIP",{"$f":"\"A_\"&tCodeLists[[#This Row],[Code Group]]&tCodeLists[[#This Row],[Specificaly]]","v":"A_CLSPIP"},{"$f":"LEN(tCodeLists[[#This Row],[Type Code]])","v":8},"CLASSY",{"$f":"LEN(tCodeLists[[#This Row],[Item Code]])","v":6},null,null,{"$f":"LEN(tCodeLists[[#This Row],[Selection Code]])","v":17}]
["Pipe","Pipe Class","Class Z (Class 4)","For Concrete Pipes from old class system","CLS","PIP",{"$f":"\"A_\"&tCodeLists[[#This Row],[Code Group]]&tCodeLists[[#This Row],[Specificaly]]","v":"A_CLSPIP"},{"$f":"LEN(tCodeLists[[#This Row],[Type Code]])","v":8},"CLASSZ",{"$f":"LEN(tCodeLists[[#This Row],[Item Code]])","v":6},null,null,{"$f":"LEN(tCodeLists[[#This Row],[Selection Code]])","v":17}]
["Pipe","Pipe Class","PN01",null,"CLS","PIP",{"$f":"\"A_\"&tCodeLists[[#This Row],[Code Group]]&tCodeLists[[#This Row],[Specificaly]]","v":"A_CLSPIP"},{"$f":"LEN(tCodeLists[[#This Row],[Type Code]])","v":8},null,{"$f":"LEN(tCodeLists[[#This Row],[Item Code]])","v":0},null,null,{"$f":"LEN(tCodeLists[[#This Row],[Selection Code]])","v":4}]
["Pipe","Pipe Class","PN04",null,"CLS","PIP",{"$f":"\"A_\"&tCodeLists[[#This Row],[Code Group]]&tCodeLists[[#This Row],[Specificaly]]","v":"A_CLSPIP"},{"$f":"LEN(tCodeLists[[#This Row],[Type Code]])","v":8},"PN4",{"$f":"LEN(tCodeLists[[#This Row],[Item Code]])","v":3},null,null,{"$f":"LEN(tCodeLists[[#This Row],[Selection Code]])","v":4}]
["Pipe","Pipe Class","PN04.5",null,"CLS","PIP",{"$f":"\"A_\"&tCodeLists[[#This Row],[Code Group]]&tCodeLists[[#This Row],[Specificaly]]","v":"A_CLSPIP"},{"$f":"LEN(tCodeLists[[#This Row],[Type Code]])","v":8},null,{"$f":"LEN(tCodeLists[[#This Row],[Item Code]])","v":0},null,null,{"$f":"LEN(tCodeLists[[#This Row],[Selection Code]])","v":6}]
["Pipe","Pipe Class","PN05",null,"CLS","PIP",{"$f":"\"A_\"&tCodeLists[[#This Row],[Code Group]]&tCodeLists[[#This Row],[Specificaly]]","v":"A_CLSPIP"},{"$f":"LEN(tCodeLists[[#This Row],[Type Code]])","v":8},null,{"$f":"LEN(tCodeLists[[#This Row],[Item Code]])","v":0},null,null,{"$f":"LEN(tCodeLists[[#This Row],[Selection Code]])","v":4}]
["Pipe","Pipe Class","PN06",null,"CLS","PIP",{"$f":"\"A_\"&tCodeLists[[#This Row],[Code Group]]&tCodeLists[[#This Row],[Specificaly]]","v":"A_CLSPIP"},{"$f":"LEN(tCodeLists[[#This Row],[Type Code]])","v":8},"PN6",{"$f":"LEN(tCodeLists[[#This Row],[Item Code]])","v":3},null,null,{"$f":"LEN(tCodeLists[[#This Row],[Selection Code]])","v":4}]
["Pipe","Pipe Class","PN06.3",null,"CLS","PIP",{"$f":"\"A_\"&tCodeLists[[#This Row],[Code Group]]&tCodeLists[[#This Row],[Specificaly]]","v":"A_CLSPIP"},{"$f":"LEN(tCodeLists[[#This Row],[Type Code]])","v":8},"PN6.3",{"$f":"LEN(tCodeLists[[#This Row],[Item Code]])","v":5},null,null,{"$f":"LEN(tCodeLists[[#This Row],[Selection Code]])","v":6}]
["Pipe","Pipe Class","PN08",null,"CLS","PIP",{"$f":"\"A_\"&tCodeLists[[#This Row],[Code Group]]&tCodeLists[[#This Row],[Specificaly]]","v":"A_CLSPIP"},{"$f":"LEN(tCodeLists[[#This Row],[Type Code]])","v":8},"PN8",{"$f":"LEN(tCodeLists[[#This Row],[Item Code]])","v":3},null,null,{"$f":"LEN(tCodeLists[[#This Row],[Selection Code]])","v":4}]
["Pipe","Pipe Class","PN09",null,"CLS","PIP",{"$f":"\"A_\"&tCodeLists[[#This Row],[Code Group]]&tCodeLists[[#This Row],[Specificaly]]","v":"A_CLSPIP"},{"$f":"LEN(tCodeLists[[#This Row],[Type Code]])","v":8},"PN9",{"$f":"LEN(tCodeLists[[#This Row],[Item Code]])","v":3},null,null,{"$f":"LEN(tCodeLists[[#This Row],[Selection Code]])","v":4}]
["Pipe","Pipe Class","PN10",null,"CLS","PIP",{"$f":"\"A_\"&tCodeLists[[#This Row],[Code Group]]&tCodeLists[[#This Row],[Specificaly]]","v":"A_CLSPIP"},{"$f":"LEN(tCodeLists[[#This Row],[Type Code]])","v":8},"PN10",{"$f":"LEN(tCodeLists[[#This Row],[Item Code]])","v":4},null,null,{"$f":"LEN(tCodeLists[[#This Row],[Selection Code]])","v":4}]
["Pipe","Pipe Class","PN12",null,"CLS","PIP",{"$f":"\"A_\"&tCodeLists[[#This Row],[Code Group]]&tCodeLists[[#This Row],[Specificaly]]","v":"A_CLSPIP"},{"$f":"LEN(tCodeLists[[#This Row],[Type Code]])","v":8},"PN12",{"$f":"LEN(tCodeLists[[#This Row],[Item Code]])","v":4},null,null,{"$f":"LEN(tCodeLists[[#This Row],[Selection Code]])","v":4}]
["Pipe","Pipe Class","PN12.5",null,"CLS","PIP",{"$f":"\"A_\"&tCodeLists[[#This Row],[Code Group]]&tCodeLists[[#This Row],[Specificaly]]","v":"A_CLSPIP"},{"$f":"LEN(tCodeLists[[#This Row],[Type Code]])","v":8},"PN12.5",{"$f":"LEN(tCodeLists[[#This Row],[Item Code]])","v":6},null,null,{"$f":"LEN(tCodeLists[[#This Row],[Selection Code]])","v":6}]
["Pipe","Pipe Class","PN15",null,"CLS","PIP",{"$f":"\"A_\"&tCodeLists[[#This Row],[Code Group]]&tCodeLists[[#This Row],[Specificaly]]","v":"A_CLSPIP"},{"$f":"LEN(tCodeLists[[#This Row],[Type Code]])","v":8},"PN15",{"$f":"LEN(tCodeLists[[#This Row],[Item Code]])","v":4},null,null,{"$f":"LEN(tCodeLists[[#This Row],[Selection Code]])","v":4}]
["Pipe","Pipe Class","PN16",null,"CLS","PIP",{"$f":"\"A_\"&tCodeLists[[#This Row],[Code Group]]&tCodeLists[[#This Row],[Specificaly]]","v":"A_CLSPIP"},{"$f":"LEN(tCodeLists[[#This Row],[Type Code]])","v":8},"PN16",{"$f":"LEN(tCodeLists[[#This Row],[Item Code]])","v":4},null,null,{"$f":"LEN(tCodeLists[[#This Row],[Selection Code]])","v":4}]
["Pipe","Pipe Class","PN18",null,"CLS","PIP",{"$f":"\"A_\"&tCodeLists[[#This Row],[Code Group]]&tCodeLists[[#This Row],[Specificaly]]","v":"A_CLSPIP"},{"$f":"LEN(tCodeLists[[#This Row],[Type Code]])","v":8},"PN18",{"$f":"LEN(tCodeLists[[#This Row],[Item Code]])","v":4},null,null,{"$f":"LEN(tCodeLists[[#This Row],[Selection Code]])","v":4}]
["Pipe","Pipe Class","PN20",null,"CLS","PIP",{"$f":"\"A_\"&tCodeLists[[#This Row],[Code Group]]&tCodeLists[[#This Row],[Specificaly]]","v":"A_CLSPIP"},{"$f":"LEN(tCodeLists[[#This Row],[Type Code]])","v":8},"PN20",{"$f":"LEN(tCodeLists[[#This Row],[Item Code]])","v":4},null,null,{"$f":"LEN(tCodeLists[[#This Row],[Selection Code]])","v":4}]
["Pipe","Pipe Class","PN25",null,"CLS","PIP",{"$f":"\"A_\"&tCodeLists[[#This Row],[Code Group]]&tCodeLists[[#This Row],[Specificaly]]","v":"A_CLSPIP"},{"$f":"LEN(tCodeLists[[#This Row],[Type Code]])","v":8},"PN25",{"$f":"LEN(tCodeLists[[#This Row],[Item Code]])","v":4},null,null,{"$f":"LEN(tCodeLists[[#This Row],[Selection Code]])","v":4}]
["Pipe","Pipe Class","PN32",null,"CLS","PIP",{"$f":"\"A_\"&tCodeLists[[#This Row],[Code Group]]&tCodeLists[[#This Row],[Specificaly]]","v":"A_CLSPIP"},{"$f":"LEN(tCodeLists[[#This Row],[Type Code]])","v":8},null,{"$f":"LEN(tCodeLists[[#This Row],[Item Code]])","v":0},null,null,{"$f":"LEN(tCodeLists[[#This Row],[Selection Code]])","v":4}]
["Pipe","Pipe Class","SN04",null,"CLS","PIP",{"$f":"\"A_\"&tCodeLists[[#This Row],[Code Group]]&tCodeLists[[#This Row],[Specificaly]]","v":"A_CLSPIP"},{"$f":"LEN(tCodeLists[[#This Row],[Type Code]])","v":8},"SN4",{"$f":"LEN(tCodeLists[[#This Row],[Item Code]])","v":3},null,null,{"$f":"LEN(tCodeLists[[#This Row],[Selection Code]])","v":4}]
["Pipe","Pipe Class","SN06",null,"CLS","PIP",{"$f":"\"A_\"&tCodeLists[[#This Row],[Code Group]]&tCodeLists[[#This Row],[Specificaly]]","v":"A_CLSPIP"},{"$f":"LEN(tCodeLists[[#This Row],[Type Code]])","v":8},"SN6",{"$f":"LEN(tCodeLists[[#This Row],[Item Code]])","v":3},null,null,{"$f":"LEN(tCodeLists[[#This Row],[Selection Code]])","v":4}]
["Pipe","Pipe Class","SN08",null,"CLS","PIP",{"$f":"\"A_\"&tCodeLists[[#This Row],[Code Group]]&tCodeLists[[#This Row],[Specificaly]]","v":"A_CLSPIP"},{"$f":"LEN(tCodeLists[[#This Row],[Type Code]])","v":8},"SN8",{"$f":"LEN(tCodeLists[[#This Row],[Item Code]])","v":3},null,null,{"$f":"LEN(tCodeLists[[#This Row],[Selection Code]])","v":4}]
["Pipe","Pipe Class","SN10",null,"CLS","PIP",{"$f":"\"A_\"&tCodeLists[[#This Row],[Code Group]]&tCodeLists[[#This Row],[Specificaly]]","v":"A_CLSPIP"},{"$f":"LEN(tCodeLists[[#This Row],[Type Code]])","v":8},"SN10",{"$f":"LEN(tCodeLists[[#This Row],[Item Code]])","v":4},null,null,{"$f":"LEN(tCodeLists[[#This Row],[Selection Code]])","v":4}]
["Pipe","Pipe Class","SN16",null,"CLS","PIP",{"$f":"\"A_\"&tCodeLists[[#This Row],[Code Group]]&tCodeLists[[#This Row],[Specificaly]]","v":"A_CLSPIP"},{"$f":"LEN(tCodeLists[[#This Row],[Type Code]])","v":8},"SN16",{"$f":"LEN(tCodeLists[[#This Row],[Item Code]])","v":4},null,null,{"$f":"LEN(tCodeLists[[#This Row],[Selection Code]])","v":4}]
["Pipe","Pipe Class","Undefined",null,"CLS","PIP",{"$f":"\"A_\"&tCodeLists[[#This Row],[Code Group]]&tCodeLists[[#This Row],[Specificaly]]","v":"A_CLSPIP"},{"$f":"LEN(tCodeLists[[#This Row],[Type Code]])","v":8},"NYD",{"$f":"LEN(tCodeLists[[#This Row],[Item Code]])","v":3},null,null,{"$f":"LEN(tCodeLists[[#This Row],[Selection Code]])","v":9}]
["Electrical","Output Voltage (V)","120V (A.C)","Reviewed by Daniel April 2018 (Phases values removed - now just voltage refers to the power type). NECESSARY DUPLICATE OF INPUT VOLTAGE","CLS","VL2",{"$f":"\"A_\"&tCodeLists[[#This Row],[Code Group]]&tCodeLists[[#This Row],[Specificaly]]","v":"A_CLSVL2"},{"$f":"LEN(tCodeLists[[#This Row],[Type Code]])","v":8},"120V_AC",{"$f":"LEN(tCodeLists[[#This Row],[Item Code]])","v":7},null,null,{"$f":"LEN(tCodeLists[[#This Row],[Selection Code]])","v":10}]
["Electrical","Output Voltage (V)","12V (D.C)","Reviewed by Daniel April 2018 (Phases values removed - now just voltage refers to the power type). NECESSARY DUPLICATE OF INPUT VOLTAGE","CLS","VL2",{"$f":"\"A_\"&tCodeLists[[#This Row],[Code Group]]&tCodeLists[[#This Row],[Specificaly]]","v":"A_CLSVL2"},{"$f":"LEN(tCodeLists[[#This Row],[Type Code]])","v":8},"12C_DC",{"$f":"LEN(tCodeLists[[#This Row],[Item Code]])","v":6},null,null,{"$f":"LEN(tCodeLists[[#This Row],[Selection Code]])","v":9}]
["Electrical","Output Voltage (V)","240V (A.C)","Reviewed by Daniel April 2018 (Phases values removed - now just voltage refers to the power type). NECESSARY DUPLICATE OF INPUT VOLTAGE","CLS","VL2",{"$f":"\"A_\"&tCodeLists[[#This Row],[Code Group]]&tCodeLists[[#This Row],[Specificaly]]","v":"A_CLSVL2"},{"$f":"LEN(tCodeLists[[#This Row],[Type Code]])","v":8},"240V_AC",{"$f":"LEN(tCodeLists[[#This Row],[Item Code]])","v":7},null,null,{"$f":"LEN(tCodeLists[[#This Row],[Selection Code]])","v":10}]
["Electrical","Output Voltage (V)","24V (D.C)","Reviewed by Daniel April 2018 (Phases values removed - now just voltage refers to the power type). NECESSARY DUPLICATE OF INPUT VOLTAGE","CLS","VL2",{"$f":"\"A_\"&tCodeLists[[#This Row],[Code Group]]&tCodeLists[[#This Row],[Specificaly]]","v":"A_CLSVL2"},{"$f":"LEN(tCodeLists[[#This Row],[Type Code]])","v":8},"24V_DC",{"$f":"LEN(tCodeLists[[#This Row],[Item Code]])","v":6},null,null,{"$f":"LEN(tCodeLists[[#This Row],[Selection Code]])","v":9}]
["Electrical","Output Voltage (V)","430V (A.C)","Reviewed by Daniel April 2018 (Phases values removed - now just voltage refers to the power type). NECESSARY DUPLICATE OF INPUT VOLTAGE","CLS","VL2",{"$f":"\"A_\"&tCodeLists[[#This Row],[Code Group]]&tCodeLists[[#This Row],[Specificaly]]","v":"A_CLSVL2"},{"$f":"LEN(tCodeLists[[#This Row],[Type Code]])","v":8},"430V_AC",{"$f":"LEN(tCodeLists[[#This Row],[Item Code]])","v":7},null,null,{"$f":"LEN(tCodeLists[[#This Row],[Selection Code]])","v":10}]
["Electrical","Output Voltage (V)","Undefined","Reviewed by Daniel April 2018 (Phases values removed - now just voltage refers to the power type). NECESSARY DUPLICATE OF INPUT VOLTAGE","CLS","VL2",{"$f":"\"A_\"&tCodeLists[[#This Row],[Code Group]]&tCodeLists[[#This Row],[Specificaly]]","v":"A_CLSVL2"},{"$f":"LEN(tCodeLists[[#This Row],[Type Code]])","v":8},"NYD",{"$f":"LEN(tCodeLists[[#This Row],[Item Code]])","v":3},null,null,{"$f":"LEN(tCodeLists[[#This Row],[Selection Code]])","v":9}]
["Control System, Electrical, Instrument, Mechanical Plant, Pump","Input Voltage (V)","120V (A.C)","Reviewed by Daniel April 2018 (Phases values removed - now just voltage refers to the power type)","CLS","VLT",{"$f":"\"A_\"&tCodeLists[[#This Row],[Code Group]]&tCodeLists[[#This Row],[Specificaly]]","v":"A_CLSVLT"},{"$f":"LEN(tCodeLists[[#This Row],[Type Code]])","v":8},"120V_AC",{"$f":"LEN(tCodeLists[[#This Row],[Item Code]])","v":7},null,null,{"$f":"LEN(tCodeLists[[#This Row],[Selection Code]])","v":10}]
["Control System, Electrical, Instrument, Mechanical Plant, Pump","Input Voltage (V)","12V (D.C)","Reviewed by Daniel April 2018 (Phases values removed - now just voltage refers to the power type)","CLS","VLT",{"$f":"\"A_\"&tCodeLists[[#This Row],[Code Group]]&tCodeLists[[#This Row],[Specificaly]]","v":"A_CLSVLT"},{"$f":"LEN(tCodeLists[[#This Row],[Type Code]])","v":8},"12C_DC",{"$f":"LEN(tCodeLists[[#This Row],[Item Code]])","v":6},null,null,{"$f":"LEN(tCodeLists[[#This Row],[Selection Code]])","v":9}]
["Control System, Electrical, Instrument, Mechanical Plant, Pump","Input Voltage (V)","240V (A.C)","Reviewed by Daniel April 2018 (Phases values removed - now just voltage refers to the power type)","CLS","VLT",{"$f":"\"A_\"&tCodeLists[[#This Row],[Code Group]]&tCodeLists[[#This Row],[Specificaly]]","v":"A_CLSVLT"},{"$f":"LEN(tCodeLists[[#This Row],[Type Code]])","v":8},"240V_AC",{"$f":"LEN(tCodeLists[[#This Row],[Item Code]])","v":7},null,null,{"$f":"LEN(tCodeLists[[#This Row],[Selection Code]])","v":10}]
["Control System, Electrical, Instrument, Mechanical Plant, Pump","Input Voltage (V)","24V (D.C)","Reviewed by Daniel April 2018 (Phases values removed - now just voltage refers to the power type)","CLS","VLT",{"$f":"\"A_\"&tCodeLists[[#This Row],[Code Group]]&tCodeLists[[#This Row],[Specificaly]]","v":"A_CLSVLT"},{"$f":"LEN(tCodeLists[[#This Row],[Type Code]])","v":8},"24V_DC",{"$f":"LEN(tCodeLists[[#This Row],[Item Code]])","v":6},null,null,{"$f":"LEN(tCodeLists[[#This Row],[Selection Code]])","v":9}]
["Control System, Electrical, Instrument, Mechanical Plant, Pump","Input Voltage (V)","430V (A.C)","Reviewed by Daniel April 2018 (Phases values removed - now just voltage refers to the power type)","CLS","VLT",{"$f":"\"A_\"&tCodeLists[[#This Row],[Code Group]]&tCodeLists[[#This Row],[Specificaly]]","v":"A_CLSVLT"},{"$f":"LEN(tCodeLists[[#This Row],[Type Code]])","v":8},"430V_AC",{"$f":"LEN(tCodeLists[[#This Row],[Item Code]])","v":7},null,null,{"$f":"LEN(tCodeLists[[#This Row],[Selection Code]])","v":10}]
["Control System, Electrical, Instrument, Mechanical Plant, Pump","Input Voltage (V)","Undefined","Reviewed by Daniel April 2018 (Phases values removed - now just voltage refers to the power type)","CLS","VLT",{"$f":"\"A_\"&tCodeLists[[#This Row],[Code Group]]&tCodeLists[[#This Row],[Specificaly]]","v":"A_CLSVLT"},{"$f":"LEN(tCodeLists[[#This Row],[Type Code]])","v":8},"NYD",{"$f":"LEN(tCodeLists[[#This Row],[Item Code]])","v":3},null,null,{"$f":"LEN(tCodeLists[[#This Row],[Selection Code]])","v":9}]
["Valve","Direction To Close","Anti-Clockwise",null,"DIR","VLV",{"$f":"\"A_\"&tCodeLists[[#This Row],[Code Group]]&tCodeLists[[#This Row],[Specificaly]]","v":"A_DIRVLV"},{"$f":"LEN(tCodeLists[[#This Row],[Type Code]])","v":8},"ANTICLOC",{"$f":"LEN(tCodeLists[[#This Row],[Item Code]])","v":8},null,null,{"$f":"LEN(tCodeLists[[#This Row],[Selection Code]])","v":14}]
["Valve","Direction To Close","Clockwise",null,"DIR","VLV",{"$f":"\"A_\"&tCodeLists[[#This Row],[Code Group]]&tCodeLists[[#This Row],[Specificaly]]","v":"A_DIRVLV"},{"$f":"LEN(tCodeLists[[#This Row],[Type Code]])","v":8},"CLOCKWIS",{"$f":"LEN(tCodeLists[[#This Row],[Item Code]])","v":8},null,null,{"$f":"LEN(tCodeLists[[#This Row],[Selection Code]])","v":9}]
["Valve","Direction To Close","Undefined",null,"DIR","VLV",{"$f":"\"A_\"&tCodeLists[[#This Row],[Code Group]]&tCodeLists[[#This Row],[Specificaly]]","v":"A_DIRVLV"},{"$f":"LEN(tCodeLists[[#This Row],[Type Code]])","v":8},"NYD",{"$f":"LEN(tCodeLists[[#This Row],[Item Code]])","v":3},null,null,{"$f":"LEN(tCodeLists[[#This Row],[Selection Code]])","v":9}]
["Chamber, Tank","Lid Fixing","Fixed In Place",null,"FIX","LID",{"$f":"\"A_\"&tCodeLists[[#This Row],[Code Group]]&tCodeLists[[#This Row],[Specificaly]]","v":"A_FIXLID"},{"$f":"LEN(tCodeLists[[#This Row],[Type Code]])","v":8},"FIXED",{"$f":"LEN(tCodeLists[[#This Row],[Item Code]])","v":5},null,null,{"$f":"LEN(tCodeLists[[#This Row],[Selection Code]])","v":14}]
["Chamber, Tank","Lid Fixing","Free",null,"FIX","LID",{"$f":"\"A_\"&tCodeLists[[#This Row],[Code Group]]&tCodeLists[[#This Row],[Specificaly]]","v":"A_FIXLID"},{"$f":"LEN(tCodeLists[[#This Row],[Type Code]])","v":8},"FREE",{"$f":"LEN(tCodeLists[[#This Row],[Item Code]])","v":4},null,null,{"$f":"LEN(tCodeLists[[#This Row],[Selection Code]])","v":4}]
["Chamber, Tank","Lid Fixing","Hinged",null,"FIX","LID",{"$f":"\"A_\"&tCodeLists[[#This Row],[Code Group]]&tCodeLists[[#This Row],[Specificaly]]","v":"A_FIXLID"},{"$f":"LEN(tCodeLists[[#This Row],[Type Code]])","v":8},"HINGED",{"$f":"LEN(tCodeLists[[#This Row],[Item Code]])","v":6},null,null,{"$f":"LEN(tCodeLists[[#This Row],[Selection Code]])","v":6}]
["Chamber, Tank","Lid Fixing","Hinged With Tie Off",null,"FIX","LID",{"$f":"\"A_\"&tCodeLists[[#This Row],[Code Group]]&tCodeLists[[#This Row],[Specificaly]]","v":"A_FIXLID"},{"$f":"LEN(tCodeLists[[#This Row],[Type Code]])","v":8},"HINGTIED",{"$f":"LEN(tCodeLists[[#This Row],[Item Code]])","v":8},null,null,{"$f":"LEN(tCodeLists[[#This Row],[Selection Code]])","v":19}]
["Chamber, Tank","Lid Fixing","Screwed",null,"FIX","LID",{"$f":"\"A_\"&tCodeLists[[#This Row],[Code Group]]&tCodeLists[[#This Row],[Specificaly]]","v":"A_FIXLID"},{"$f":"LEN(tCodeLists[[#This Row],[Type Code]])","v":8},"SCREWED",{"$f":"LEN(tCodeLists[[#This Row],[Item Code]])","v":7},null,null,{"$f":"LEN(tCodeLists[[#This Row],[Selection Code]])","v":7}]
["Chamber, Tank","Lid Fixing","Sliding",null,"FIX","LID",{"$f":"\"A_\"&tCodeLists[[#This Row],[Code Group]]&tCodeLists[[#This Row],[Specificaly]]","v":"A_FIXLID"},{"$f":"LEN(tCodeLists[[#This Row],[Type Code]])","v":8},"SLIDING",{"$f":"LEN(tCodeLists[[#This Row],[Item Code]])","v":7},null,null,{"$f":"LEN(tCodeLists[[#This Row],[Selection Code]])","v":7}]
["Chamber, Tank","Lid Fixing","Undefined",null,"FIX","LID",{"$f":"\"A_\"&tCodeLists[[#This Row],[Code Group]]&tCodeLists[[#This Row],[Specificaly]]","v":"A_FIXLID"},{"$f":"LEN(tCodeLists[[#This Row],[Type Code]])","v":8},"UNKNOWN",{"$f":"LEN(tCodeLists[[#This Row],[Item Code]])","v":7},null,null,{"$f":"LEN(tCodeLists[[#This Row],[Selection Code]])","v":9}]
["Electrical, Instrument","Monitoring Type","Internal Logger","Confirmed By Daniel Wilkes  15/11/2017","MTH","MNT",{"$f":"\"A_\"&tCodeLists[[#This Row],[Code Group]]&tCodeLists[[#This Row],[Specificaly]]","v":"A_MTHMNT"},{"$f":"LEN(tCodeLists[[#This Row],[Type Code]])","v":8},"INTERNAL",{"$f":"LEN(tCodeLists[[#This Row],[Item Code]])","v":8},null,null,{"$f":"LEN(tCodeLists[[#This Row],[Selection Code]])","v":15}]
["Electrical, Instrument","Monitoring Type","Remote Logger","Confirmed by  Daniel Wilkes 15/11/2017","MTH","MNT",{"$f":"\"A_\"&tCodeLists[[#This Row],[Code Group]]&tCodeLists[[#This Row],[Specificaly]]","v":"A_MTHMNT"},{"$f":"LEN(tCodeLists[[#This Row],[Type Code]])","v":8},"REMOTE",{"$f":"LEN(tCodeLists[[#This Row],[Item Code]])","v":6},null,null,{"$f":"LEN(tCodeLists[[#This Row],[Selection Code]])","v":13}]
["Electrical, Instrument","Monitoring Type","SCADA","Confirmed By Daniel Wilkes  15/11/2017","MTH","MNT",{"$f":"\"A_\"&tCodeLists[[#This Row],[Code Group]]&tCodeLists[[#This Row],[Specificaly]]","v":"A_MTHMNT"},{"$f":"LEN(tCodeLists[[#This Row],[Type Code]])","v":8},"SCADA",{"$f":"LEN(tCodeLists[[#This Row],[Item Code]])","v":5},null,null,{"$f":"LEN(tCodeLists[[#This Row],[Selection Code]])","v":5}]
["Electrical, Instrument","Monitoring Type","Undefined","Confirmed by  Daniel Wilkes 15/11/2017","MTH","MNT",{"$f":"\"A_\"&tCodeLists[[#This Row],[Code Group]]&tCodeLists[[#This Row],[Specificaly]]","v":"A_MTHMNT"},{"$f":"LEN(tCodeLists[[#This Row],[Type Code]])","v":8},"NYD",{"$f":"LEN(tCodeLists[[#This Row],[Item Code]])","v":3},null,null,{"$f":"LEN(tCodeLists[[#This Row],[Selection Code]])","v":9}]
["Pipe","Installation Method","Above Ground",null,"MTH","PIP",{"$f":"\"A_\"&tCodeLists[[#This Row],[Code Group]]&tCodeLists[[#This Row],[Specificaly]]","v":"A_MTHPIP"},{"$f":"LEN(tCodeLists[[#This Row],[Type Code]])","v":8},"SURFACE",{"$f":"LEN(tCodeLists[[#This Row],[Item Code]])","v":7},null,null,{"$f":"LEN(tCodeLists[[#This Row],[Selection Code]])","v":12}]
["Pipe","Installation Method","Chain Trenching",null,"MTH","PIP",{"$f":"\"A_\"&tCodeLists[[#This Row],[Code Group]]&tCodeLists[[#This Row],[Specificaly]]","v":"A_MTHPIP"},{"$f":"LEN(tCodeLists[[#This Row],[Type Code]])","v":8},"CHAINTRN",{"$f":"LEN(tCodeLists[[#This Row],[Item Code]])","v":8},null,null,{"$f":"LEN(tCodeLists[[#This Row],[Selection Code]])","v":15}]
["Pipe","Installation Method","Drill Or Bore",null,"MTH","PIP",{"$f":"\"A_\"&tCodeLists[[#This Row],[Code Group]]&tCodeLists[[#This Row],[Specificaly]]","v":"A_MTHPIP"},{"$f":"LEN(tCodeLists[[#This Row],[Type Code]])","v":8},"DRILL",{"$f":"LEN(tCodeLists[[#This Row],[Item Code]])","v":5},null,null,{"$f":"LEN(tCodeLists[[#This Row],[Selection Code]])","v":13}]
["Pipe","Installation Method","Open Trench","Change name to open trench","MTH","PIP",{"$f":"\"A_\"&tCodeLists[[#This Row],[Code Group]]&tCodeLists[[#This Row],[Specificaly]]","v":"A_MTHPIP"},{"$f":"LEN(tCodeLists[[#This Row],[Type Code]])","v":8},"OPENTRN",{"$f":"LEN(tCodeLists[[#This Row],[Item Code]])","v":7},null,null,{"$f":"LEN(tCodeLists[[#This Row],[Selection Code]])","v":11}]
["Pipe","Installation Method","Pipe Burst","Change name to pipe burst","MTH","PIP",{"$f":"\"A_\"&tCodeLists[[#This Row],[Code Group]]&tCodeLists[[#This Row],[Specificaly]]","v":"A_MTHPIP"},{"$f":"LEN(tCodeLists[[#This Row],[Type Code]])","v":8},"BURST",{"$f":"LEN(tCodeLists[[#This Row],[Item Code]])","v":5},null,null,{"$f":"LEN(tCodeLists[[#This Row],[Selection Code]])","v":10}]
["Pipe","Installation Method","Plough",null,"MTH","PIP",{"$f":"\"A_\"&tCodeLists[[#This Row],[Code Group]]&tCodeLists[[#This Row],[Specificaly]]","v":"A_MTHPIP"},{"$f":"LEN(tCodeLists[[#This Row],[Type Code]])","v":8},"PLOUGH",{"$f":"LEN(tCodeLists[[#This Row],[Item Code]])","v":6},null,null,{"$f":"LEN(tCodeLists[[#This Row],[Selection Code]])","v":6}]
["Pipe","Installation Method","Thrust",null,"MTH","PIP",{"$f":"\"A_\"&tCodeLists[[#This Row],[Code Group]]&tCodeLists[[#This Row],[Specificaly]]","v":"A_MTHPIP"},{"$f":"LEN(tCodeLists[[#This Row],[Type Code]])","v":8},"THRUST",{"$f":"LEN(tCodeLists[[#This Row],[Item Code]])","v":6},null,null,{"$f":"LEN(tCodeLists[[#This Row],[Selection Code]])","v":6}]
["Pipe","Installation Method","Tunnel",null,"MTH","PIP",{"$f":"\"A_\"&tCodeLists[[#This Row],[Code Group]]&tCodeLists[[#This Row],[Specificaly]]","v":"A_MTHPIP"},{"$f":"LEN(tCodeLists[[#This Row],[Type Code]])","v":8},"TUNNEL",{"$f":"LEN(tCodeLists[[#This Row],[Item Code]])","v":6},null,null,{"$f":"LEN(tCodeLists[[#This Row],[Selection Code]])","v":6}]
["Pipe","Installation Method","Undefined",null,"MTH","PIP",{"$f":"\"A_\"&tCodeLists[[#This Row],[Code Group]]&tCodeLists[[#This Row],[Specificaly]]","v":"A_MTHPIP"},{"$f":"LEN(tCodeLists[[#This Row],[Type Code]])","v":8},"NYD",{"$f":"LEN(tCodeLists[[#This Row],[Item Code]])","v":3},null,null,{"$f":"LEN(tCodeLists[[#This Row],[Selection Code]])","v":9}]
["Chamber, Structure, Tank","Construction Method","Cast In-situ","Cast on site","MTH","STR",{"$f":"\"A_\"&tCodeLists[[#This Row],[Code Group]]&tCodeLists[[#This Row],[Specificaly]]","v":"A_MTHSTR"},{"$f":"LEN(tCodeLists[[#This Row],[Type Code]])","v":8},"INSITU",{"$f":"LEN(tCodeLists[[#This Row],[Item Code]])","v":6},null,null,{"$f":"LEN(tCodeLists[[#This Row],[Selection Code]])","v":12}]
["Chamber, Structure, Tank","Construction Method","Precast","Cast off site","MTH","STR",{"$f":"\"A_\"&tCodeLists[[#This Row],[Code Group]]&tCodeLists[[#This Row],[Specificaly]]","v":"A_MTHSTR"},{"$f":"LEN(tCodeLists[[#This Row],[Type Code]])","v":8},"PRECAST",{"$f":"LEN(tCodeLists[[#This Row],[Item Code]])","v":7},null,null,{"$f":"LEN(tCodeLists[[#This Row],[Selection Code]])","v":7}]
["Chamber, Structure, Tank","Construction Method","Prefabricated",null,"MTH","STR",{"$f":"\"A_\"&tCodeLists[[#This Row],[Code Group]]&tCodeLists[[#This Row],[Specificaly]]","v":"A_MTHSTR"},{"$f":"LEN(tCodeLists[[#This Row],[Type Code]])","v":8},"PREFAB",{"$f":"LEN(tCodeLists[[#This Row],[Item Code]])","v":6},null,null,{"$f":"LEN(tCodeLists[[#This Row],[Selection Code]])","v":13}]
["Chamber, Structure, Tank","Construction Method","Tilt Slab",null,"MTH","STR",{"$f":"\"A_\"&tCodeLists[[#This Row],[Code Group]]&tCodeLists[[#This Row],[Specificaly]]","v":"A_MTHSTR"},{"$f":"LEN(tCodeLists[[#This Row],[Type Code]])","v":8},"TILTSLAB",{"$f":"LEN(tCodeLists[[#This Row],[Item Code]])","v":8},null,null,{"$f":"LEN(tCodeLists[[#This Row],[Selection Code]])","v":9}]
["Chamber, Structure, Tank","Construction Method","Undefined",null,"MTH","STR",{"$f":"\"A_\"&tCodeLists[[#This Row],[Code Group]]&tCodeLists[[#This Row],[Specificaly]]","v":"A_MTHSTR"},{"$f":"LEN(tCodeLists[[#This Row],[Type Code]])","v":8},"NYD",{"$f":"LEN(tCodeLists[[#This Row],[Item Code]])","v":3},null,null,{"$f":"LEN(tCodeLists[[#This Row],[Selection Code]])","v":9}]
["Pipe","Bedding Type","Constructed Foundation Raft",null,"MTL","BED",{"$f":"\"A_\"&tCodeLists[[#This Row],[Code Group]]&tCodeLists[[#This Row],[Specificaly]]","v":"A_MTLBED"},{"$f":"LEN(tCodeLists[[#This Row],[Type Code]])","v":8},"RAFT",{"$f":"LEN(tCodeLists[[#This Row],[Item Code]])","v":4},null,null,{"$f":"LEN(tCodeLists[[#This Row],[Selection Code]])","v":27}]
["Pipe","Bedding Type","None",null,"MTL","BED",{"$f":"\"A_\"&tCodeLists[[#This Row],[Code Group]]&tCodeLists[[#This Row],[Specificaly]]","v":"A_MTLBED"},{"$f":"LEN(tCodeLists[[#This Row],[Type Code]])","v":8},"NONE",{"$f":"LEN(tCodeLists[[#This Row],[Item Code]])","v":4},null,null,{"$f":"LEN(tCodeLists[[#This Row],[Selection Code]])","v":4}]
["Pipe","Bedding Type","Standard",null,"MTL","BED",{"$f":"\"A_\"&tCodeLists[[#This Row],[Code Group]]&tCodeLists[[#This Row],[Specificaly]]","v":"A_MTLBED"},{"$f":"LEN(tCodeLists[[#This Row],[Type Code]])","v":8},"STANDARD",{"$f":"LEN(tCodeLists[[#This Row],[Item Code]])","v":8},null,null,{"$f":"LEN(tCodeLists[[#This Row],[Selection Code]])","v":8}]
["Pipe","Bedding Type","Undefined",null,"MTL","BED",{"$f":"\"A_\"&tCodeLists[[#This Row],[Code Group]]&tCodeLists[[#This Row],[Specificaly]]","v":"A_MTLBED"},{"$f":"LEN(tCodeLists[[#This Row],[Type Code]])","v":8},"NYD",{"$f":"LEN(tCodeLists[[#This Row],[Item Code]])","v":3},null,null,{"$f":"LEN(tCodeLists[[#This Row],[Selection Code]])","v":9}]
["Service Connection","Box Type","Aluminium","Reviewed By Dale, Mark, Chris, Marty","MTL","BOX",{"$f":"\"A_\"&tCodeLists[[#This Row],[Code Group]]&tCodeLists[[#This Row],[Specificaly]]","v":"A_MTLBOX"},{"$f":"LEN(tCodeLists[[#This Row],[Type Code]])","v":8},"ALUM",{"$f":"LEN(tCodeLists[[#This Row],[Item Code]])","v":4},null,null,{"$f":"LEN(tCodeLists[[#This Row],[Selection Code]])","v":9}]
["Service Connection","Box Type","Cast Iron","Reviewed By Dale, Mark, Chris, Marty","MTL","BOX",{"$f":"\"A_\"&tCodeLists[[#This Row],[Code Group]]&tCodeLists[[#This Row],[Specificaly]]","v":"A_MTLBOX"},{"$f":"LEN(tCodeLists[[#This Row],[Type Code]])","v":8},"CIRN",{"$f":"LEN(tCodeLists[[#This Row],[Item Code]])","v":4},null,null,{"$f":"LEN(tCodeLists[[#This Row],[Selection Code]])","v":9}]
["Service Connection","Box Type","None","Reviewed By Dale, Mark, Chris, Marty","MTL","BOX",{"$f":"\"A_\"&tCodeLists[[#This Row],[Code Group]]&tCodeLists[[#This Row],[Specificaly]]","v":"A_MTLBOX"},{"$f":"LEN(tCodeLists[[#This Row],[Type Code]])","v":8},"NONE",{"$f":"LEN(tCodeLists[[#This Row],[Item Code]])","v":4},null,null,{"$f":"LEN(tCodeLists[[#This Row],[Selection Code]])","v":4}]
["Service Connection","Box Type","Plastic - Jumbo","Reviewed By Dale, Mark, Chris, Marty","MTL","BOX",{"$f":"\"A_\"&tCodeLists[[#This Row],[Code Group]]&tCodeLists[[#This Row],[Specificaly]]","v":"A_MTLBOX"},{"$f":"LEN(tCodeLists[[#This Row],[Type Code]])","v":8},"JUMBO",{"$f":"LEN(tCodeLists[[#This Row],[Item Code]])","v":5},null,null,{"$f":"LEN(tCodeLists[[#This Row],[Selection Code]])","v":15}]
["Service Connection","Box Type","Plastic - Narrow","Reviewed By Dale, Mark, Chris, Marty","MTL","BOX",{"$f":"\"A_\"&tCodeLists[[#This Row],[Code Group]]&tCodeLists[[#This Row],[Specificaly]]","v":"A_MTLBOX"},{"$f":"LEN(tCodeLists[[#This Row],[Type Code]])","v":8},"NARROW",{"$f":"LEN(tCodeLists[[#This Row],[Item Code]])","v":6},null,null,{"$f":"LEN(tCodeLists[[#This Row],[Selection Code]])","v":16}]
["Service Connection","Box Type","Plastic - Old","Reviewed By Dale, Mark, Chris, Marty","MTL","BOX",{"$f":"\"A_\"&tCodeLists[[#This Row],[Code Group]]&tCodeLists[[#This Row],[Specificaly]]","v":"A_MTLBOX"},{"$f":"LEN(tCodeLists[[#This Row],[Type Code]])","v":8},"OLD",{"$f":"LEN(tCodeLists[[#This Row],[Item Code]])","v":3},null,null,{"$f":"LEN(tCodeLists[[#This Row],[Selection Code]])","v":13}]
["Service Connection","Box Type","Plastic - Regular","Reviewed By Dale, Mark, Chris, Marty","MTL","BOX",{"$f":"\"A_\"&tCodeLists[[#This Row],[Code Group]]&tCodeLists[[#This Row],[Specificaly]]","v":"A_MTLBOX"},{"$f":"LEN(tCodeLists[[#This Row],[Type Code]])","v":8},"REGULAR",{"$f":"LEN(tCodeLists[[#This Row],[Item Code]])","v":7},null,null,{"$f":"LEN(tCodeLists[[#This Row],[Selection Code]])","v":17}]
["Service Connection","Box Type","RPZ Cover","Reviewed By Dale, Mark, Chris, Marty","MTL","BOX",{"$f":"\"A_\"&tCodeLists[[#This Row],[Code Group]]&tCodeLists[[#This Row],[Specificaly]]","v":"A_MTLBOX"},{"$f":"LEN(tCodeLists[[#This Row],[Type Code]])","v":8},"RPZCOVER",{"$f":"LEN(tCodeLists[[#This Row],[Item Code]])","v":8},null,null,{"$f":"LEN(tCodeLists[[#This Row],[Selection Code]])","v":9}]
["Service Connection","Box Type","Steel Cage","Reviewed By Dale, Mark, Chris, Marty","MTL","BOX",{"$f":"\"A_\"&tCodeLists[[#This Row],[Code Group]]&tCodeLists[[#This Row],[Specificaly]]","v":"A_MTLBOX"},{"$f":"LEN(tCodeLists[[#This Row],[Type Code]])","v":8},"STELCAGE",{"$f":"LEN(tCodeLists[[#This Row],[Item Code]])","v":8},null,null,{"$f":"LEN(tCodeLists[[#This Row],[Selection Code]])","v":10}]
["Service Connection","Box Type","Timber","Reviewed By Dale, Mark, Chris, Marty","MTL","BOX",{"$f":"\"A_\"&tCodeLists[[#This Row],[Code Group]]&tCodeLists[[#This Row],[Specificaly]]","v":"A_MTLBOX"},{"$f":"LEN(tCodeLists[[#This Row],[Type Code]])","v":8},"TMBR",{"$f":"LEN(tCodeLists[[#This Row],[Item Code]])","v":4},null,null,{"$f":"LEN(tCodeLists[[#This Row],[Selection Code]])","v":6}]
["Service Connection","Box Type","Undefined","Reviewed By Dale, Mark, Chris, Marty","MTL","BOX",{"$f":"\"A_\"&tCodeLists[[#This Row],[Code Group]]&tCodeLists[[#This Row],[Specificaly]]","v":"A_MTLBOX"},{"$f":"LEN(tCodeLists[[#This Row],[Type Code]])","v":8},"NYD",{"$f":"LEN(tCodeLists[[#This Row],[Item Code]])","v":3},null,null,{"$f":"LEN(tCodeLists[[#This Row],[Selection Code]])","v":9}]
["Site Service","Material","Aluminium","Review - The material list is to accommodate future asset material types","MTL","CHT",{"$f":"\"A_\"&tCodeLists[[#This Row],[Code Group]]&tCodeLists[[#This Row],[Specificaly]]","v":"A_MTLCHT"},{"$f":"LEN(tCodeLists[[#This Row],[Type Code]])","v":8},"ALUM",{"$f":"LEN(tCodeLists[[#This Row],[Item Code]])","v":4},null,null,{"$f":"LEN(tCodeLists[[#This Row],[Selection Code]])","v":9}]
["Site Service","Material","Brass","Review - The material list is to accommodate future asset material types","MTL","CHT",{"$f":"\"A_\"&tCodeLists[[#This Row],[Code Group]]&tCodeLists[[#This Row],[Specificaly]]","v":"A_MTLCHT"},{"$f":"LEN(tCodeLists[[#This Row],[Type Code]])","v":8},"BRASS",{"$f":"LEN(tCodeLists[[#This Row],[Item Code]])","v":5},null,null,{"$f":"LEN(tCodeLists[[#This Row],[Selection Code]])","v":5}]
["Site Service","Material","Brick","Review - The material list is to accommodate future asset material types","MTL","CHT",{"$f":"\"A_\"&tCodeLists[[#This Row],[Code Group]]&tCodeLists[[#This Row],[Specificaly]]","v":"A_MTLCHT"},{"$f":"LEN(tCodeLists[[#This Row],[Type Code]])","v":8},"BRIK",{"$f":"LEN(tCodeLists[[#This Row],[Item Code]])","v":4},null,null,{"$f":"LEN(tCodeLists[[#This Row],[Selection Code]])","v":5}]
["Site Service","Material","Bronze","Review - The material list is to accommodate future asset material types","MTL","CHT",{"$f":"\"A_\"&tCodeLists[[#This Row],[Code Group]]&tCodeLists[[#This Row],[Specificaly]]","v":"A_MTLCHT"},{"$f":"LEN(tCodeLists[[#This Row],[Type Code]])","v":8},"BRONZE",{"$f":"LEN(tCodeLists[[#This Row],[Item Code]])","v":6},null,null,{"$f":"LEN(tCodeLists[[#This Row],[Selection Code]])","v":6}]
["Site Service","Material","Concrete","Review - The material list is to accommodate future asset material types","MTL","CHT",{"$f":"\"A_\"&tCodeLists[[#This Row],[Code Group]]&tCodeLists[[#This Row],[Specificaly]]","v":"A_MTLCHT"},{"$f":"LEN(tCodeLists[[#This Row],[Type Code]])","v":8},"CONC",{"$f":"LEN(tCodeLists[[#This Row],[Item Code]])","v":4},null,null,{"$f":"LEN(tCodeLists[[#This Row],[Selection Code]])","v":8}]
["Site Service","Material","Concrete - Reinforced","Review - The material list is to accommodate future asset material types","MTL","CHT",{"$f":"\"A_\"&tCodeLists[[#This Row],[Code Group]]&tCodeLists[[#This Row],[Specificaly]]","v":"A_MTLCHT"},{"$f":"LEN(tCodeLists[[#This Row],[Type Code]])","v":8},"CNCR",{"$f":"LEN(tCodeLists[[#This Row],[Item Code]])","v":4},null,null,{"$f":"LEN(tCodeLists[[#This Row],[Selection Code]])","v":21}]
["Site Service","Material","Concrete - Unreinforced","Review - The material list is to accommodate future asset material types","MTL","CHT",{"$f":"\"A_\"&tCodeLists[[#This Row],[Code Group]]&tCodeLists[[#This Row],[Specificaly]]","v":"A_MTLCHT"},{"$f":"LEN(tCodeLists[[#This Row],[Type Code]])","v":8},"CONC",{"$f":"LEN(tCodeLists[[#This Row],[Item Code]])","v":4},null,null,{"$f":"LEN(tCodeLists[[#This Row],[Selection Code]])","v":23}]
["Site Service","Material","Ductile Iron","Review - The material list is to accommodate future asset material types","MTL","CHT",{"$f":"\"A_\"&tCodeLists[[#This Row],[Code Group]]&tCodeLists[[#This Row],[Specificaly]]","v":"A_MTLCHT"},{"$f":"LEN(tCodeLists[[#This Row],[Type Code]])","v":8},"DCTI",{"$f":"LEN(tCodeLists[[#This Row],[Item Code]])","v":4},null,null,{"$f":"LEN(tCodeLists[[#This Row],[Selection Code]])","v":12}]
["Site Service","Material","Fibre Cement Sheets","Review - The material list is to accommodate future asset material types","MTL","CHT",{"$f":"\"A_\"&tCodeLists[[#This Row],[Code Group]]&tCodeLists[[#This Row],[Specificaly]]","v":"A_MTLCHT"},{"$f":"LEN(tCodeLists[[#This Row],[Type Code]])","v":8},"FBCM",{"$f":"LEN(tCodeLists[[#This Row],[Item Code]])","v":4},null,null,{"$f":"LEN(tCodeLists[[#This Row],[Selection Code]])","v":19}]
["Site Service","Material","Fibreglass","Review - The material list is to accommodate future asset material types","MTL","CHT",{"$f":"\"A_\"&tCodeLists[[#This Row],[Code Group]]&tCodeLists[[#This Row],[Specificaly]]","v":"A_MTLCHT"},{"$f":"LEN(tCodeLists[[#This Row],[Type Code]])","v":8},"FBGL",{"$f":"LEN(tCodeLists[[#This Row],[Item Code]])","v":4},null,null,{"$f":"LEN(tCodeLists[[#This Row],[Selection Code]])","v":10}]
["Site Service","Material","Galvanised Wrought Iron","Review - The material list is to accommodate future asset material types","MTL","CHT",{"$f":"\"A_\"&tCodeLists[[#This Row],[Code Group]]&tCodeLists[[#This Row],[Specificaly]]","v":"A_MTLCHT"},{"$f":"LEN(tCodeLists[[#This Row],[Type Code]])","v":8},"IRGL",{"$f":"LEN(tCodeLists[[#This Row],[Item Code]])","v":4},null,null,{"$f":"LEN(tCodeLists[[#This Row],[Selection Code]])","v":23}]
["Site Service","Material","Grey Cast Iron","Review - The material list is to accommodate future asset material types","MTL","CHT",{"$f":"\"A_\"&tCodeLists[[#This Row],[Code Group]]&tCodeLists[[#This Row],[Specificaly]]","v":"A_MTLCHT"},{"$f":"LEN(tCodeLists[[#This Row],[Type Code]])","v":8},"CIRN",{"$f":"LEN(tCodeLists[[#This Row],[Item Code]])","v":4},null,null,{"$f":"LEN(tCodeLists[[#This Row],[Selection Code]])","v":14}]
["Site Service","Material","Helicore Aluminium","BRAND NAME","MTL","CHT",{"$f":"\"A_\"&tCodeLists[[#This Row],[Code Group]]&tCodeLists[[#This Row],[Specificaly]]","v":"A_MTLCHT"},{"$f":"LEN(tCodeLists[[#This Row],[Type Code]])","v":8},"ALUM",{"$f":"LEN(tCodeLists[[#This Row],[Item Code]])","v":4},null,null,{"$f":"LEN(tCodeLists[[#This Row],[Selection Code]])","v":18}]
["Site Service","Material","Iron","Review - The material list is to accommodate future asset material types","MTL","CHT",{"$f":"\"A_\"&tCodeLists[[#This Row],[Code Group]]&tCodeLists[[#This Row],[Specificaly]]","v":"A_MTLCHT"},{"$f":"LEN(tCodeLists[[#This Row],[Type Code]])","v":8},"IRON",{"$f":"LEN(tCodeLists[[#This Row],[Item Code]])","v":4},null,null,{"$f":"LEN(tCodeLists[[#This Row],[Selection Code]])","v":4}]
["Site Service","Material","Malleable Iron","Review - The material list is to accommodate future asset material types","MTL","CHT",{"$f":"\"A_\"&tCodeLists[[#This Row],[Code Group]]&tCodeLists[[#This Row],[Specificaly]]","v":"A_MTLCHT"},{"$f":"LEN(tCodeLists[[#This Row],[Type Code]])","v":8},"IRON",{"$f":"LEN(tCodeLists[[#This Row],[Item Code]])","v":4},null,null,{"$f":"LEN(tCodeLists[[#This Row],[Selection Code]])","v":14}]
["Site Service","Material","Mild Steel Welded","Review - The material list is to accommodate future asset material types","MTL","CHT",{"$f":"\"A_\"&tCodeLists[[#This Row],[Code Group]]&tCodeLists[[#This Row],[Specificaly]]","v":"A_MTLCHT"},{"$f":"LEN(tCodeLists[[#This Row],[Type Code]])","v":8},"STML",{"$f":"LEN(tCodeLists[[#This Row],[Item Code]])","v":4},null,null,{"$f":"LEN(tCodeLists[[#This Row],[Selection Code]])","v":17}]
["Site Service","Material","Polystyrene Blocks","Review - The material list is to accommodate future asset material types","MTL","CHT",{"$f":"\"A_\"&tCodeLists[[#This Row],[Code Group]]&tCodeLists[[#This Row],[Specificaly]]","v":"A_MTLCHT"},{"$f":"LEN(tCodeLists[[#This Row],[Type Code]])","v":8},"POLYSTYRENE_BLOCKS",{"$f":"LEN(tCodeLists[[#This Row],[Item Code]])","v":18},null,null,{"$f":"LEN(tCodeLists[[#This Row],[Selection Code]])","v":18}]
["Site Service","Material","Rubber","Review - The material list is to accommodate future asset material types","MTL","CHT",{"$f":"\"A_\"&tCodeLists[[#This Row],[Code Group]]&tCodeLists[[#This Row],[Specificaly]]","v":"A_MTLCHT"},{"$f":"LEN(tCodeLists[[#This Row],[Type Code]])","v":8},"RUBR",{"$f":"LEN(tCodeLists[[#This Row],[Item Code]])","v":4},null,null,{"$f":"LEN(tCodeLists[[#This Row],[Selection Code]])","v":6}]
["Site Service","Material","Spiral Wound Aluminium","Review - The material list is to accommodate future asset material types","MTL","CHT",{"$f":"\"A_\"&tCodeLists[[#This Row],[Code Group]]&tCodeLists[[#This Row],[Specificaly]]","v":"A_MTLCHT"},{"$f":"LEN(tCodeLists[[#This Row],[Type Code]])","v":8},"ALSW",{"$f":"LEN(tCodeLists[[#This Row],[Item Code]])","v":4},null,null,{"$f":"LEN(tCodeLists[[#This Row],[Selection Code]])","v":22}]
["Site Service","Material","Spiral Wound Steel/Aluminium","Review - The material list is to accommodate future asset material types","MTL","CHT",{"$f":"\"A_\"&tCodeLists[[#This Row],[Code Group]]&tCodeLists[[#This Row],[Specificaly]]","v":"A_MTLCHT"},{"$f":"LEN(tCodeLists[[#This Row],[Type Code]])","v":8},"STSW",{"$f":"LEN(tCodeLists[[#This Row],[Item Code]])","v":4},null,null,{"$f":"LEN(tCodeLists[[#This Row],[Selection Code]])","v":28}]
["Site Service","Material","Stainless Steel","Review - The material list is to accommodate future asset material types","MTL","CHT",{"$f":"\"A_\"&tCodeLists[[#This Row],[Code Group]]&tCodeLists[[#This Row],[Specificaly]]","v":"A_MTLCHT"},{"$f":"LEN(tCodeLists[[#This Row],[Type Code]])","v":8},"STSL",{"$f":"LEN(tCodeLists[[#This Row],[Item Code]])","v":4},null,null,{"$f":"LEN(tCodeLists[[#This Row],[Selection Code]])","v":15}]
["Site Service","Material","Stainless Steel (Grade 316)","Review - The material list is to accommodate future asset material types","MTL","CHT",{"$f":"\"A_\"&tCodeLists[[#This Row],[Code Group]]&tCodeLists[[#This Row],[Specificaly]]","v":"A_MTLCHT"},{"$f":"LEN(tCodeLists[[#This Row],[Type Code]])","v":8},"STSL316",{"$f":"LEN(tCodeLists[[#This Row],[Item Code]])","v":7},null,null,{"$f":"LEN(tCodeLists[[#This Row],[Selection Code]])","v":27}]
["Site Service","Material","Steel Galvanised","Review - The material list is to accommodate future asset material types","MTL","CHT",{"$f":"\"A_\"&tCodeLists[[#This Row],[Code Group]]&tCodeLists[[#This Row],[Specificaly]]","v":"A_MTLCHT"},{"$f":"LEN(tCodeLists[[#This Row],[Type Code]])","v":8},"STGL",{"$f":"LEN(tCodeLists[[#This Row],[Item Code]])","v":4},null,null,{"$f":"LEN(tCodeLists[[#This Row],[Selection Code]])","v":16}]
["Site Service","Material","Steel","Review - The material list is to accommodate future asset material types","MTL","CHT",{"$f":"\"A_\"&tCodeLists[[#This Row],[Code Group]]&tCodeLists[[#This Row],[Specificaly]]","v":"A_MTLCHT"},{"$f":"LEN(tCodeLists[[#This Row],[Type Code]])","v":8},"STEL",{"$f":"LEN(tCodeLists[[#This Row],[Item Code]])","v":4},null,null,{"$f":"LEN(tCodeLists[[#This Row],[Selection Code]])","v":5}]
["Site Service","Material","Timber","Review - The material list is to accommodate future asset material types","MTL","CHT",{"$f":"\"A_\"&tCodeLists[[#This Row],[Code Group]]&tCodeLists[[#This Row],[Specificaly]]","v":"A_MTLCHT"},{"$f":"LEN(tCodeLists[[#This Row],[Type Code]])","v":8},"TMBR",{"$f":"LEN(tCodeLists[[#This Row],[Item Code]])","v":4},null,null,{"$f":"LEN(tCodeLists[[#This Row],[Selection Code]])","v":6}]
["Site Service","Material","Undefined","Review - The material list is to accommodate future asset material types","MTL","CHT",{"$f":"\"A_\"&tCodeLists[[#This Row],[Code Group]]&tCodeLists[[#This Row],[Specificaly]]","v":"A_MTLCHT"},{"$f":"LEN(tCodeLists[[#This Row],[Type Code]])","v":8},"NYD",{"$f":"LEN(tCodeLists[[#This Row],[Item Code]])","v":3},null,null,{"$f":"LEN(tCodeLists[[#This Row],[Selection Code]])","v":9}]
["Site Service","Material","Wrought Iron","Review - The material list is to accommodate future asset material types","MTL","CHT",{"$f":"\"A_\"&tCodeLists[[#This Row],[Code Group]]&tCodeLists[[#This Row],[Specificaly]]","v":"A_MTLCHT"},{"$f":"LEN(tCodeLists[[#This Row],[Type Code]])","v":8},"WRIR",{"$f":"LEN(tCodeLists[[#This Row],[Item Code]])","v":4},null,null,{"$f":"LEN(tCodeLists[[#This Row],[Selection Code]])","v":12}]
["Channel","Channel Form","Artificial","Reviewed and agreed 28/2/2018","MTL","CNL",{"$f":"\"A_\"&tCodeLists[[#This Row],[Code Group]]&tCodeLists[[#This Row],[Specificaly]]","v":"A_MTLCNL"},{"$f":"LEN(tCodeLists[[#This Row],[Type Code]])","v":8},"ARTIFICL",{"$f":"LEN(tCodeLists[[#This Row],[Item Code]])","v":8},null,null,{"$f":"LEN(tCodeLists[[#This Row],[Selection Code]])","v":10}]
["Channel","Channel Form","Natural","Reviewed and agreed 28/2/2018","MTL","CNL",{"$f":"\"A_\"&tCodeLists[[#This Row],[Code Group]]&tCodeLists[[#This Row],[Specificaly]]","v":"A_MTLCNL"},{"$f":"LEN(tCodeLists[[#This Row],[Type Code]])","v":8},"NATURAL",{"$f":"LEN(tCodeLists[[#This Row],[Item Code]])","v":7},null,null,{"$f":"LEN(tCodeLists[[#This Row],[Selection Code]])","v":7}]
["Pipe","External Coating","Coal Tar Enamel","Review With AM's","MTL","COT",{"$f":"\"A_\"&tCodeLists[[#This Row],[Code Group]]&tCodeLists[[#This Row],[Specificaly]]","v":"A_MTLCOT"},{"$f":"LEN(tCodeLists[[#This Row],[Type Code]])","v":8},"COALTAR",{"$f":"LEN(tCodeLists[[#This Row],[Item Code]])","v":7},null,null,{"$f":"LEN(tCodeLists[[#This Row],[Selection Code]])","v":15}]
["Pipe","External Coating","Epoxy","Review With AM's","MTL","COT",{"$f":"\"A_\"&tCodeLists[[#This Row],[Code Group]]&tCodeLists[[#This Row],[Specificaly]]","v":"A_MTLCOT"},{"$f":"LEN(tCodeLists[[#This Row],[Type Code]])","v":8},"EPOXY",{"$f":"LEN(tCodeLists[[#This Row],[Item Code]])","v":5},null,null,{"$f":"LEN(tCodeLists[[#This Row],[Selection Code]])","v":5}]
["Pipe","External Coating","Fusion bonded Epoxy","Review With AM's","MTL","COT",{"$f":"\"A_\"&tCodeLists[[#This Row],[Code Group]]&tCodeLists[[#This Row],[Specificaly]]","v":"A_MTLCOT"},{"$f":"LEN(tCodeLists[[#This Row],[Type Code]])","v":8},"FUSIONEP",{"$f":"LEN(tCodeLists[[#This Row],[Item Code]])","v":8},null,null,{"$f":"LEN(tCodeLists[[#This Row],[Selection Code]])","v":19}]
["Pipe","External Coating","Galvanised","Review With AM's","MTL","COT",{"$f":"\"A_\"&tCodeLists[[#This Row],[Code Group]]&tCodeLists[[#This Row],[Specificaly]]","v":"A_MTLCOT"},{"$f":"LEN(tCodeLists[[#This Row],[Type Code]])","v":8},"GALV",{"$f":"LEN(tCodeLists[[#This Row],[Item Code]])","v":4},null,null,{"$f":"LEN(tCodeLists[[#This Row],[Selection Code]])","v":10}]
["Pipe","External Coating","Heat Shrink \"Black Jacket\"","Review With AM's","MTL","COT",{"$f":"\"A_\"&tCodeLists[[#This Row],[Code Group]]&tCodeLists[[#This Row],[Specificaly]]","v":"A_MTLCOT"},{"$f":"LEN(tCodeLists[[#This Row],[Type Code]])","v":8},"HEATSHRN",{"$f":"LEN(tCodeLists[[#This Row],[Item Code]])","v":8},null,null,{"$f":"LEN(tCodeLists[[#This Row],[Selection Code]])","v":26}]
["Pipe","External Coating","Painted","New Inclusion 18/10/2018","MTL","COT",{"$f":"\"A_\"&tCodeLists[[#This Row],[Code Group]]&tCodeLists[[#This Row],[Specificaly]]","v":"A_MTLCOT"},{"$f":"LEN(tCodeLists[[#This Row],[Type Code]])","v":8},"PAINTED",{"$f":"LEN(tCodeLists[[#This Row],[Item Code]])","v":7},null,null,{"$f":"LEN(tCodeLists[[#This Row],[Selection Code]])","v":7}]
["Pipe","External Coating","Polyethylene","Review With AM's","MTL","COT",{"$f":"\"A_\"&tCodeLists[[#This Row],[Code Group]]&tCodeLists[[#This Row],[Specificaly]]","v":"A_MTLCOT"},{"$f":"LEN(tCodeLists[[#This Row],[Type Code]])","v":8},"POLY",{"$f":"LEN(tCodeLists[[#This Row],[Item Code]])","v":4},null,null,{"$f":"LEN(tCodeLists[[#This Row],[Selection Code]])","v":12}]
["Pipe","External Coating","Polymer","Review With AM's","MTL","COT",{"$f":"\"A_\"&tCodeLists[[#This Row],[Code Group]]&tCodeLists[[#This Row],[Specificaly]]","v":"A_MTLCOT"},{"$f":"LEN(tCodeLists[[#This Row],[Type Code]])","v":8},"POLYMER",{"$f":"LEN(tCodeLists[[#This Row],[Item Code]])","v":7},null,null,{"$f":"LEN(tCodeLists[[#This Row],[Selection Code]])","v":7}]
["Pipe","External Coating","Sintakote","Review With AM's","MTL","COT",{"$f":"\"A_\"&tCodeLists[[#This Row],[Code Group]]&tCodeLists[[#This Row],[Specificaly]]","v":"A_MTLCOT"},{"$f":"LEN(tCodeLists[[#This Row],[Type Code]])","v":8},"SINTAKOT",{"$f":"LEN(tCodeLists[[#This Row],[Item Code]])","v":8},null,null,{"$f":"LEN(tCodeLists[[#This Row],[Selection Code]])","v":9}]
["Pipe","External Coating","Taped","Review With AM's","MTL","COT",{"$f":"\"A_\"&tCodeLists[[#This Row],[Code Group]]&tCodeLists[[#This Row],[Specificaly]]","v":"A_MTLCOT"},{"$f":"LEN(tCodeLists[[#This Row],[Type Code]])","v":8},"TAPED",{"$f":"LEN(tCodeLists[[#This Row],[Item Code]])","v":5},null,null,{"$f":"LEN(tCodeLists[[#This Row],[Selection Code]])","v":5}]
["Pipe","External Coating","Uncoated","Review With AM's","MTL","COT",{"$f":"\"A_\"&tCodeLists[[#This Row],[Code Group]]&tCodeLists[[#This Row],[Specificaly]]","v":"A_MTLCOT"},{"$f":"LEN(tCodeLists[[#This Row],[Type Code]])","v":8},"UNCOATED",{"$f":"LEN(tCodeLists[[#This Row],[Item Code]])","v":8},null,null,{"$f":"LEN(tCodeLists[[#This Row],[Selection Code]])","v":8}]
["Pipe","External Coating","Undefined",null,"MTL","COT",{"$f":"\"A_\"&tCodeLists[[#This Row],[Code Group]]&tCodeLists[[#This Row],[Specificaly]]","v":"A_MTLCOT"},{"$f":"LEN(tCodeLists[[#This Row],[Type Code]])","v":8},"NYD",{"$f":"LEN(tCodeLists[[#This Row],[Item Code]])","v":3},null,null,{"$f":"LEN(tCodeLists[[#This Row],[Selection Code]])","v":9}]
["Bore","Casing Material","Cast Iron",null,"MTL","CSG",{"$f":"\"A_\"&tCodeLists[[#This Row],[Code Group]]&tCodeLists[[#This Row],[Specificaly]]","v":"A_MTLCSG"},{"$f":"LEN(tCodeLists[[#This Row],[Type Code]])","v":8},"CIRN",{"$f":"LEN(tCodeLists[[#This Row],[Item Code]])","v":4},null,null,{"$f":"LEN(tCodeLists[[#This Row],[Selection Code]])","v":9}]
["Bore","Casing Material","Concrete",null,"MTL","CSG",{"$f":"\"A_\"&tCodeLists[[#This Row],[Code Group]]&tCodeLists[[#This Row],[Specificaly]]","v":"A_MTLCSG"},{"$f":"LEN(tCodeLists[[#This Row],[Type Code]])","v":8},"CONC",{"$f":"LEN(tCodeLists[[#This Row],[Item Code]])","v":4},null,null,{"$f":"LEN(tCodeLists[[#This Row],[Selection Code]])","v":8}]
["Bore","Casing Material","Polyvinylchloride","Polyvinylchloride","MTL","CSG",{"$f":"\"A_\"&tCodeLists[[#This Row],[Code Group]]&tCodeLists[[#This Row],[Specificaly]]","v":"A_MTLCSG"},{"$f":"LEN(tCodeLists[[#This Row],[Type Code]])","v":8},"PVC",{"$f":"LEN(tCodeLists[[#This Row],[Item Code]])","v":3},null,null,{"$f":"LEN(tCodeLists[[#This Row],[Selection Code]])","v":17}]
["Bore","Casing Material","Steel",null,"MTL","CSG",{"$f":"\"A_\"&tCodeLists[[#This Row],[Code Group]]&tCodeLists[[#This Row],[Specificaly]]","v":"A_MTLCSG"},{"$f":"LEN(tCodeLists[[#This Row],[Type Code]])","v":8},"STEL",{"$f":"LEN(tCodeLists[[#This Row],[Item Code]])","v":4},null,null,{"$f":"LEN(tCodeLists[[#This Row],[Selection Code]])","v":5}]
["Bore","Casing Material","Undefined",null,"MTL","CSG",{"$f":"\"A_\"&tCodeLists[[#This Row],[Code Group]]&tCodeLists[[#This Row],[Specificaly]]","v":"A_MTLCSG"},{"$f":"LEN(tCodeLists[[#This Row],[Type Code]])","v":8},"NYD",{"$f":"LEN(tCodeLists[[#This Row],[Item Code]])","v":3},null,null,{"$f":"LEN(tCodeLists[[#This Row],[Selection Code]])","v":9}]
["Filter","Lining Material","Geo Membrane","Approved By Ams","MTL","FLL",{"$f":"\"A_\"&tCodeLists[[#This Row],[Code Group]]&tCodeLists[[#This Row],[Specificaly]]","v":"A_MTLFLL"},{"$f":"LEN(tCodeLists[[#This Row],[Type Code]])","v":8},"GEOMEMBR",{"$f":"LEN(tCodeLists[[#This Row],[Item Code]])","v":8},null,null,{"$f":"LEN(tCodeLists[[#This Row],[Selection Code]])","v":12}]
["Filter","Lining Material","Polyethylene High Density ","Approved By Ams","MTL","FLL",{"$f":"\"A_\"&tCodeLists[[#This Row],[Code Group]]&tCodeLists[[#This Row],[Specificaly]]","v":"A_MTLFLL"},{"$f":"LEN(tCodeLists[[#This Row],[Type Code]])","v":8},"PEHD",{"$f":"LEN(tCodeLists[[#This Row],[Item Code]])","v":4},null,null,{"$f":"LEN(tCodeLists[[#This Row],[Selection Code]])","v":26}]
["Filter","Lining Material","Polyvinylchloride","Approved By Ams","MTL","FLL",{"$f":"\"A_\"&tCodeLists[[#This Row],[Code Group]]&tCodeLists[[#This Row],[Specificaly]]","v":"A_MTLFLL"},{"$f":"LEN(tCodeLists[[#This Row],[Type Code]])","v":8},"PVC",{"$f":"LEN(tCodeLists[[#This Row],[Item Code]])","v":3},null,null,{"$f":"LEN(tCodeLists[[#This Row],[Selection Code]])","v":17}]
["Filter","Lining Material","Undefined","Approved By Ams","MTL","FLL",{"$f":"\"A_\"&tCodeLists[[#This Row],[Code Group]]&tCodeLists[[#This Row],[Specificaly]]","v":"A_MTLFLL"},{"$f":"LEN(tCodeLists[[#This Row],[Type Code]])","v":8},"NYD",{"$f":"LEN(tCodeLists[[#This Row],[Item Code]])","v":3},null,null,{"$f":"LEN(tCodeLists[[#This Row],[Selection Code]])","v":9}]
["Filter","Filter Media","Boulders",null,"MTL","FLM",{"$f":"\"A_\"&tCodeLists[[#This Row],[Code Group]]&tCodeLists[[#This Row],[Specificaly]]","v":"A_MTLFLM"},{"$f":"LEN(tCodeLists[[#This Row],[Type Code]])","v":8},"ROCK",{"$f":"LEN(tCodeLists[[#This Row],[Item Code]])","v":4},null,null,{"$f":"LEN(tCodeLists[[#This Row],[Selection Code]])","v":8}]
["Filter","Filter Media","Cage",null,"MTL","FLM",{"$f":"\"A_\"&tCodeLists[[#This Row],[Code Group]]&tCodeLists[[#This Row],[Specificaly]]","v":"A_MTLFLM"},{"$f":"LEN(tCodeLists[[#This Row],[Type Code]])","v":8},"CAGE",{"$f":"LEN(tCodeLists[[#This Row],[Item Code]])","v":4},null,null,{"$f":"LEN(tCodeLists[[#This Row],[Selection Code]])","v":4}]
["Filter","Filter Media","Cartridge",null,"MTL","FLM",{"$f":"\"A_\"&tCodeLists[[#This Row],[Code Group]]&tCodeLists[[#This Row],[Specificaly]]","v":"A_MTLFLM"},{"$f":"LEN(tCodeLists[[#This Row],[Type Code]])","v":8},"CARTRIDG",{"$f":"LEN(tCodeLists[[#This Row],[Item Code]])","v":8},null,null,{"$f":"LEN(tCodeLists[[#This Row],[Selection Code]])","v":9}]
["Filter","Filter Media","Earth",null,"MTL","FLM",{"$f":"\"A_\"&tCodeLists[[#This Row],[Code Group]]&tCodeLists[[#This Row],[Specificaly]]","v":"A_MTLFLM"},{"$f":"LEN(tCodeLists[[#This Row],[Type Code]])","v":8},"ERTH",{"$f":"LEN(tCodeLists[[#This Row],[Item Code]])","v":4},null,null,{"$f":"LEN(tCodeLists[[#This Row],[Selection Code]])","v":5}]
["Filter","Filter Media","Filter Bed",null,"MTL","FLM",{"$f":"\"A_\"&tCodeLists[[#This Row],[Code Group]]&tCodeLists[[#This Row],[Specificaly]]","v":"A_MTLFLM"},{"$f":"LEN(tCodeLists[[#This Row],[Type Code]])","v":8},"FLTRBED",{"$f":"LEN(tCodeLists[[#This Row],[Item Code]])","v":7},null,null,{"$f":"LEN(tCodeLists[[#This Row],[Selection Code]])","v":10}]
["Filter","Filter Media","Filter Cloth",null,"MTL","FLM",{"$f":"\"A_\"&tCodeLists[[#This Row],[Code Group]]&tCodeLists[[#This Row],[Specificaly]]","v":"A_MTLFLM"},{"$f":"LEN(tCodeLists[[#This Row],[Type Code]])","v":8},"FLTRCLTH",{"$f":"LEN(tCodeLists[[#This Row],[Item Code]])","v":8},null,null,{"$f":"LEN(tCodeLists[[#This Row],[Selection Code]])","v":12}]
["Filter","Filter Media","Flat Panel","Review - Used for gross pollutant traps","MTL","FLM",{"$f":"\"A_\"&tCodeLists[[#This Row],[Code Group]]&tCodeLists[[#This Row],[Specificaly]]","v":"A_MTLFLM"},{"$f":"LEN(tCodeLists[[#This Row],[Type Code]])","v":8},"FLATPANL",{"$f":"LEN(tCodeLists[[#This Row],[Item Code]])","v":8},null,null,{"$f":"LEN(tCodeLists[[#This Row],[Selection Code]])","v":10}]
["Filter","Filter Media","Gravel",null,"MTL","FLM",{"$f":"\"A_\"&tCodeLists[[#This Row],[Code Group]]&tCodeLists[[#This Row],[Specificaly]]","v":"A_MTLFLM"},{"$f":"LEN(tCodeLists[[#This Row],[Type Code]])","v":8},"GRVL",{"$f":"LEN(tCodeLists[[#This Row],[Item Code]])","v":4},null,null,{"$f":"LEN(tCodeLists[[#This Row],[Selection Code]])","v":6}]
["Filter","Filter Media","Sand",null,"MTL","FLM",{"$f":"\"A_\"&tCodeLists[[#This Row],[Code Group]]&tCodeLists[[#This Row],[Specificaly]]","v":"A_MTLFLM"},{"$f":"LEN(tCodeLists[[#This Row],[Type Code]])","v":8},"SAND",{"$f":"LEN(tCodeLists[[#This Row],[Item Code]])","v":4},null,null,{"$f":"LEN(tCodeLists[[#This Row],[Selection Code]])","v":4}]
["Filter","Filter Media","Screen",null,"MTL","FLM",{"$f":"\"A_\"&tCodeLists[[#This Row],[Code Group]]&tCodeLists[[#This Row],[Specificaly]]","v":"A_MTLFLM"},{"$f":"LEN(tCodeLists[[#This Row],[Type Code]])","v":8},"SCREEN",{"$f":"LEN(tCodeLists[[#This Row],[Item Code]])","v":6},null,null,{"$f":"LEN(tCodeLists[[#This Row],[Selection Code]])","v":6}]
["Filter","Filter Media","Soil",null,"MTL","FLM",{"$f":"\"A_\"&tCodeLists[[#This Row],[Code Group]]&tCodeLists[[#This Row],[Specificaly]]","v":"A_MTLFLM"},{"$f":"LEN(tCodeLists[[#This Row],[Type Code]])","v":8},"SOIL",{"$f":"LEN(tCodeLists[[#This Row],[Item Code]])","v":4},null,null,{"$f":"LEN(tCodeLists[[#This Row],[Selection Code]])","v":4}]
["Filter","Filter Media","Undefined",null,"MTL","FLM",{"$f":"\"A_\"&tCodeLists[[#This Row],[Code Group]]&tCodeLists[[#This Row],[Specificaly]]","v":"A_MTLFLM"},{"$f":"LEN(tCodeLists[[#This Row],[Type Code]])","v":8},"NYD",{"$f":"LEN(tCodeLists[[#This Row],[Item Code]])","v":3},null,null,{"$f":"LEN(tCodeLists[[#This Row],[Selection Code]])","v":9}]
["Chamber","Lid Material","Undefined",null,"MTL","LID",{"$f":"\"A_\"&tCodeLists[[#This Row],[Code Group]]&tCodeLists[[#This Row],[Specificaly]]","v":"A_MTLLID"},{"$f":"LEN(tCodeLists[[#This Row],[Type Code]])","v":8},"NYD",{"$f":"LEN(tCodeLists[[#This Row],[Item Code]])","v":3},null,null,{"$f":"LEN(tCodeLists[[#This Row],[Selection Code]])","v":9}]
["Chamber","Lid Material","Aluminium",null,"MTL","LID",{"$f":"\"A_\"&tCodeLists[[#This Row],[Code Group]]&tCodeLists[[#This Row],[Specificaly]]","v":"A_MTLLID"},{"$f":"LEN(tCodeLists[[#This Row],[Type Code]])","v":8},"ALUM",{"$f":"LEN(tCodeLists[[#This Row],[Item Code]])","v":4},null,null,{"$f":"LEN(tCodeLists[[#This Row],[Selection Code]])","v":9}]
["Chamber","Lid Material","Steel",null,"MTL","LID",{"$f":"\"A_\"&tCodeLists[[#This Row],[Code Group]]&tCodeLists[[#This Row],[Specificaly]]","v":"A_MTLLID"},{"$f":"LEN(tCodeLists[[#This Row],[Type Code]])","v":8},"STEL",{"$f":"LEN(tCodeLists[[#This Row],[Item Code]])","v":4},null,null,{"$f":"LEN(tCodeLists[[#This Row],[Selection Code]])","v":5}]
["Basin, Channel","Lining Material","Clay",null,"MTL","LIN",{"$f":"\"A_\"&tCodeLists[[#This Row],[Code Group]]&tCodeLists[[#This Row],[Specificaly]]","v":"A_MTLLIN"},{"$f":"LEN(tCodeLists[[#This Row],[Type Code]])","v":8},"CLAY",{"$f":"LEN(tCodeLists[[#This Row],[Item Code]])","v":4},null,null,{"$f":"LEN(tCodeLists[[#This Row],[Selection Code]])","v":4}]
["Basin, Channel","Lining Material","Concrete","Approved By Ams","MTL","LIN",{"$f":"\"A_\"&tCodeLists[[#This Row],[Code Group]]&tCodeLists[[#This Row],[Specificaly]]","v":"A_MTLLIN"},{"$f":"LEN(tCodeLists[[#This Row],[Type Code]])","v":8},"CONC",{"$f":"LEN(tCodeLists[[#This Row],[Item Code]])","v":4},null,null,{"$f":"LEN(tCodeLists[[#This Row],[Selection Code]])","v":8}]
["Basin, Channel","Lining Material","Geo Synthetic Liner",null,"MTL","LIN",{"$f":"\"A_\"&tCodeLists[[#This Row],[Code Group]]&tCodeLists[[#This Row],[Specificaly]]","v":"A_MTLLIN"},{"$f":"LEN(tCodeLists[[#This Row],[Type Code]])","v":8},"GEOSYNTH",{"$f":"LEN(tCodeLists[[#This Row],[Item Code]])","v":8},null,null,{"$f":"LEN(tCodeLists[[#This Row],[Selection Code]])","v":19}]
["Basin, Channel","Lining Material","Natural","How is this different from unlined?","MTL","LIN",{"$f":"\"A_\"&tCodeLists[[#This Row],[Code Group]]&tCodeLists[[#This Row],[Specificaly]]","v":"A_MTLLIN"},{"$f":"LEN(tCodeLists[[#This Row],[Type Code]])","v":8},"NA000",{"$f":"LEN(tCodeLists[[#This Row],[Item Code]])","v":5},null,null,{"$f":"LEN(tCodeLists[[#This Row],[Selection Code]])","v":7}]
["Basin, Channel","Lining Material","Polyamide",null,"MTL","LIN",{"$f":"\"A_\"&tCodeLists[[#This Row],[Code Group]]&tCodeLists[[#This Row],[Specificaly]]","v":"A_MTLLIN"},{"$f":"LEN(tCodeLists[[#This Row],[Type Code]])","v":8},"POLYAM",{"$f":"LEN(tCodeLists[[#This Row],[Item Code]])","v":6},null,null,{"$f":"LEN(tCodeLists[[#This Row],[Selection Code]])","v":9}]
["Basin, Channel","Lining Material","Polyester",null,"MTL","LIN",{"$f":"\"A_\"&tCodeLists[[#This Row],[Code Group]]&tCodeLists[[#This Row],[Specificaly]]","v":"A_MTLLIN"},{"$f":"LEN(tCodeLists[[#This Row],[Type Code]])","v":8},"POLYEST",{"$f":"LEN(tCodeLists[[#This Row],[Item Code]])","v":7},null,null,{"$f":"LEN(tCodeLists[[#This Row],[Selection Code]])","v":9}]
["Basin, Channel","Lining Material","Polyethylene",null,"MTL","LIN",{"$f":"\"A_\"&tCodeLists[[#This Row],[Code Group]]&tCodeLists[[#This Row],[Specificaly]]","v":"A_MTLLIN"},{"$f":"LEN(tCodeLists[[#This Row],[Type Code]])","v":8},"POLY",{"$f":"LEN(tCodeLists[[#This Row],[Item Code]])","v":4},null,null,{"$f":"LEN(tCodeLists[[#This Row],[Selection Code]])","v":12}]
["Basin, Channel","Lining Material","Polypropylene","Polypropylene","MTL","LIN",{"$f":"\"A_\"&tCodeLists[[#This Row],[Code Group]]&tCodeLists[[#This Row],[Specificaly]]","v":"A_MTLLIN"},{"$f":"LEN(tCodeLists[[#This Row],[Type Code]])","v":8},"POLP",{"$f":"LEN(tCodeLists[[#This Row],[Item Code]])","v":4},null,null,{"$f":"LEN(tCodeLists[[#This Row],[Selection Code]])","v":13}]
["Basin, Channel","Lining Material","Polyvinylchloride","Polyvinylchloride","MTL","LIN",{"$f":"\"A_\"&tCodeLists[[#This Row],[Code Group]]&tCodeLists[[#This Row],[Specificaly]]","v":"A_MTLLIN"},{"$f":"LEN(tCodeLists[[#This Row],[Type Code]])","v":8},"PVC",{"$f":"LEN(tCodeLists[[#This Row],[Item Code]])","v":3},null,null,{"$f":"LEN(tCodeLists[[#This Row],[Selection Code]])","v":17}]
["Basin, Channel","Lining Material","Rock",null,"MTL","LIN",{"$f":"\"A_\"&tCodeLists[[#This Row],[Code Group]]&tCodeLists[[#This Row],[Specificaly]]","v":"A_MTLLIN"},{"$f":"LEN(tCodeLists[[#This Row],[Type Code]])","v":8},"ROCK",{"$f":"LEN(tCodeLists[[#This Row],[Item Code]])","v":4},null,null,{"$f":"LEN(tCodeLists[[#This Row],[Selection Code]])","v":4}]
["Basin, Channel","Lining Material","Timber",null,"MTL","LIN",{"$f":"\"A_\"&tCodeLists[[#This Row],[Code Group]]&tCodeLists[[#This Row],[Specificaly]]","v":"A_MTLLIN"},{"$f":"LEN(tCodeLists[[#This Row],[Type Code]])","v":8},"TMBR",{"$f":"LEN(tCodeLists[[#This Row],[Item Code]])","v":4},null,null,{"$f":"LEN(tCodeLists[[#This Row],[Selection Code]])","v":6}]
["Basin, Channel","Lining Material","Undefined",null,"MTL","LIN",{"$f":"\"A_\"&tCodeLists[[#This Row],[Code Group]]&tCodeLists[[#This Row],[Specificaly]]","v":"A_MTLLIN"},{"$f":"LEN(tCodeLists[[#This Row],[Type Code]])","v":8},"NYD",{"$f":"LEN(tCodeLists[[#This Row],[Item Code]])","v":3},null,null,{"$f":"LEN(tCodeLists[[#This Row],[Selection Code]])","v":9}]
["Basin, Channel","Lining Material","Unlined",null,"MTL","LIN",{"$f":"\"A_\"&tCodeLists[[#This Row],[Code Group]]&tCodeLists[[#This Row],[Specificaly]]","v":"A_MTLLIN"},{"$f":"LEN(tCodeLists[[#This Row],[Type Code]])","v":8},"UNLINED",{"$f":"LEN(tCodeLists[[#This Row],[Item Code]])","v":7},null,null,{"$f":"LEN(tCodeLists[[#This Row],[Selection Code]])","v":7}]
["Pipe","Material","Aluminium",null,"MTL","PIP",{"$f":"\"A_\"&tCodeLists[[#This Row],[Code Group]]&tCodeLists[[#This Row],[Specificaly]]","v":"A_MTLPIP"},{"$f":"LEN(tCodeLists[[#This Row],[Type Code]])","v":8},"ALUM",{"$f":"LEN(tCodeLists[[#This Row],[Item Code]])","v":4},null,null,{"$f":"LEN(tCodeLists[[#This Row],[Selection Code]])","v":9}]
["Pipe","Material","Aluflow Aluminium",null,"MTL","PIP",{"$f":"\"A_\"&tCodeLists[[#This Row],[Code Group]]&tCodeLists[[#This Row],[Specificaly]]","v":"A_MTLPIP"},{"$f":"LEN(tCodeLists[[#This Row],[Type Code]])","v":8},"ALAL",{"$f":"LEN(tCodeLists[[#This Row],[Item Code]])","v":4},null,null,{"$f":"LEN(tCodeLists[[#This Row],[Selection Code]])","v":17}]
["Pipe","Material","Asbestos Cement",null,"MTL","PIP",{"$f":"\"A_\"&tCodeLists[[#This Row],[Code Group]]&tCodeLists[[#This Row],[Specificaly]]","v":"A_MTLPIP"},{"$f":"LEN(tCodeLists[[#This Row],[Type Code]])","v":8},"ABCM",{"$f":"LEN(tCodeLists[[#This Row],[Item Code]])","v":4},null,null,{"$f":"LEN(tCodeLists[[#This Row],[Selection Code]])","v":15}]
["Pipe","Material","Asbestos Cement – Everite","BRAND NAME","MTL","PIP",{"$f":"\"A_\"&tCodeLists[[#This Row],[Code Group]]&tCodeLists[[#This Row],[Specificaly]]","v":"A_MTLPIP"},{"$f":"LEN(tCodeLists[[#This Row],[Type Code]])","v":8},"n/a",{"$f":"LEN(tCodeLists[[#This Row],[Item Code]])","v":3},null,null,{"$f":"LEN(tCodeLists[[#This Row],[Selection Code]])","v":25}]
["Pipe","Material","Asbestos Cement – Fibrolite","BRAND NAME","MTL","PIP",{"$f":"\"A_\"&tCodeLists[[#This Row],[Code Group]]&tCodeLists[[#This Row],[Specificaly]]","v":"A_MTLPIP"},{"$f":"LEN(tCodeLists[[#This Row],[Type Code]])","v":8},"n/a",{"$f":"LEN(tCodeLists[[#This Row],[Item Code]])","v":3},null,null,{"$f":"LEN(tCodeLists[[#This Row],[Selection Code]])","v":27}]
["Pipe","Material","Asbestos Cement – Superite","BRAND NAME","MTL","PIP",{"$f":"\"A_\"&tCodeLists[[#This Row],[Code Group]]&tCodeLists[[#This Row],[Specificaly]]","v":"A_MTLPIP"},{"$f":"LEN(tCodeLists[[#This Row],[Type Code]])","v":8},"n/a",{"$f":"LEN(tCodeLists[[#This Row],[Item Code]])","v":3},null,null,{"$f":"LEN(tCodeLists[[#This Row],[Selection Code]])","v":26}]
["Pipe","Material","Brick",null,"MTL","PIP",{"$f":"\"A_\"&tCodeLists[[#This Row],[Code Group]]&tCodeLists[[#This Row],[Specificaly]]","v":"A_MTLPIP"},{"$f":"LEN(tCodeLists[[#This Row],[Type Code]])","v":8},"BRIK",{"$f":"LEN(tCodeLists[[#This Row],[Item Code]])","v":4},null,null,{"$f":"LEN(tCodeLists[[#This Row],[Selection Code]])","v":5}]
["Pipe","Material","Cast Iron",null,"MTL","PIP",{"$f":"\"A_\"&tCodeLists[[#This Row],[Code Group]]&tCodeLists[[#This Row],[Specificaly]]","v":"A_MTLPIP"},{"$f":"LEN(tCodeLists[[#This Row],[Type Code]])","v":8},"CIRN",{"$f":"LEN(tCodeLists[[#This Row],[Item Code]])","v":4},null,null,{"$f":"LEN(tCodeLists[[#This Row],[Selection Code]])","v":9}]
["Pipe","Material","Ceramic","Review the name of this type ","MTL","PIP",{"$f":"\"A_\"&tCodeLists[[#This Row],[Code Group]]&tCodeLists[[#This Row],[Specificaly]]","v":"A_MTLPIP"},{"$f":"LEN(tCodeLists[[#This Row],[Type Code]])","v":8},"CERAMIC",{"$f":"LEN(tCodeLists[[#This Row],[Item Code]])","v":7},null,null,{"$f":"LEN(tCodeLists[[#This Row],[Selection Code]])","v":7}]
["Pipe","Material","Concrete - Reinforced","Refer 'Reinforced Concrete' Items Below","MTL","PIP",{"$f":"\"A_\"&tCodeLists[[#This Row],[Code Group]]&tCodeLists[[#This Row],[Specificaly]]","v":"A_MTLPIP"},{"$f":"LEN(tCodeLists[[#This Row],[Type Code]])","v":8},"CNCR",{"$f":"LEN(tCodeLists[[#This Row],[Item Code]])","v":4},null,null,{"$f":"LEN(tCodeLists[[#This Row],[Selection Code]])","v":21}]
["Pipe","Material","Concrete - Unreinforced",null,"MTL","PIP",{"$f":"\"A_\"&tCodeLists[[#This Row],[Code Group]]&tCodeLists[[#This Row],[Specificaly]]","v":"A_MTLPIP"},{"$f":"LEN(tCodeLists[[#This Row],[Type Code]])","v":8},"CONC",{"$f":"LEN(tCodeLists[[#This Row],[Item Code]])","v":4},null,null,{"$f":"LEN(tCodeLists[[#This Row],[Selection Code]])","v":23}]
["Pipe","Material","Corrugated Aluminium",null,"MTL","PIP",{"$f":"\"A_\"&tCodeLists[[#This Row],[Code Group]]&tCodeLists[[#This Row],[Specificaly]]","v":"A_MTLPIP"},{"$f":"LEN(tCodeLists[[#This Row],[Type Code]])","v":8},"ALMC",{"$f":"LEN(tCodeLists[[#This Row],[Item Code]])","v":4},null,null,{"$f":"LEN(tCodeLists[[#This Row],[Selection Code]])","v":20}]
["Pipe","Material","Corrugated Iron","Review - Name for relining pipes, should be change it?","MTL","PIP",{"$f":"\"A_\"&tCodeLists[[#This Row],[Code Group]]&tCodeLists[[#This Row],[Specificaly]]","v":"A_MTLPIP"},{"$f":"LEN(tCodeLists[[#This Row],[Type Code]])","v":8},"IRNC",{"$f":"LEN(tCodeLists[[#This Row],[Item Code]])","v":4},null,null,{"$f":"LEN(tCodeLists[[#This Row],[Selection Code]])","v":15}]
["Pipe","Material","Corrugated Steel",null,"MTL","PIP",{"$f":"\"A_\"&tCodeLists[[#This Row],[Code Group]]&tCodeLists[[#This Row],[Specificaly]]","v":"A_MTLPIP"},{"$f":"LEN(tCodeLists[[#This Row],[Type Code]])","v":8},"STLC",{"$f":"LEN(tCodeLists[[#This Row],[Item Code]])","v":4},null,null,{"$f":"LEN(tCodeLists[[#This Row],[Selection Code]])","v":16}]
["Pipe","Material","Corrugated Steel Galvanised",null,"MTL","PIP",{"$f":"\"A_\"&tCodeLists[[#This Row],[Code Group]]&tCodeLists[[#This Row],[Specificaly]]","v":"A_MTLPIP"},{"$f":"LEN(tCodeLists[[#This Row],[Type Code]])","v":8},"STELGALC",{"$f":"LEN(tCodeLists[[#This Row],[Item Code]])","v":8},null,null,{"$f":"LEN(tCodeLists[[#This Row],[Selection Code]])","v":27}]
["Pipe","Material","Ductile Iron","Review - Name for relining pipes, should be change it?","MTL","PIP",{"$f":"\"A_\"&tCodeLists[[#This Row],[Code Group]]&tCodeLists[[#This Row],[Specificaly]]","v":"A_MTLPIP"},{"$f":"LEN(tCodeLists[[#This Row],[Type Code]])","v":8},"DCTI",{"$f":"LEN(tCodeLists[[#This Row],[Item Code]])","v":4},null,null,{"$f":"LEN(tCodeLists[[#This Row],[Selection Code]])","v":12}]
["Pipe","Material","Earthenware",null,"MTL","PIP",{"$f":"\"A_\"&tCodeLists[[#This Row],[Code Group]]&tCodeLists[[#This Row],[Specificaly]]","v":"A_MTLPIP"},{"$f":"LEN(tCodeLists[[#This Row],[Type Code]])","v":8},"EWAR",{"$f":"LEN(tCodeLists[[#This Row],[Item Code]])","v":4},null,null,{"$f":"LEN(tCodeLists[[#This Row],[Selection Code]])","v":11}]
["Pipe","Material","Fibreglass",null,"MTL","PIP",{"$f":"\"A_\"&tCodeLists[[#This Row],[Code Group]]&tCodeLists[[#This Row],[Specificaly]]","v":"A_MTLPIP"},{"$f":"LEN(tCodeLists[[#This Row],[Type Code]])","v":8},"FBGL",{"$f":"LEN(tCodeLists[[#This Row],[Item Code]])","v":4},null,null,{"$f":"LEN(tCodeLists[[#This Row],[Selection Code]])","v":10}]
["Pipe","Material","Galvanised Iron","Review name for older style of pipe not installed any more","MTL","PIP",{"$f":"\"A_\"&tCodeLists[[#This Row],[Code Group]]&tCodeLists[[#This Row],[Specificaly]]","v":"A_MTLPIP"},{"$f":"LEN(tCodeLists[[#This Row],[Type Code]])","v":8},"IRGL",{"$f":"LEN(tCodeLists[[#This Row],[Item Code]])","v":4},null,null,{"$f":"LEN(tCodeLists[[#This Row],[Selection Code]])","v":15}]
["Pipe","Material","Galvanised Steel","Review name for older style of pipe not installed any more","MTL","PIP",{"$f":"\"A_\"&tCodeLists[[#This Row],[Code Group]]&tCodeLists[[#This Row],[Specificaly]]","v":"A_MTLPIP"},{"$f":"LEN(tCodeLists[[#This Row],[Type Code]])","v":8},"STGL",{"$f":"LEN(tCodeLists[[#This Row],[Item Code]])","v":4},null,null,{"$f":"LEN(tCodeLists[[#This Row],[Selection Code]])","v":16}]
["Pipe","Material","Polyethylene - High Density","Review - Possibly rename these","MTL","PIP",{"$f":"\"A_\"&tCodeLists[[#This Row],[Code Group]]&tCodeLists[[#This Row],[Specificaly]]","v":"A_MTLPIP"},{"$f":"LEN(tCodeLists[[#This Row],[Type Code]])","v":8},"PEHD",{"$f":"LEN(tCodeLists[[#This Row],[Item Code]])","v":4},null,null,{"$f":"LEN(tCodeLists[[#This Row],[Selection Code]])","v":27}]
["Pipe","Material","Polyethylene - High-Density (Perforated)",null,"MTL","PIP",{"$f":"\"A_\"&tCodeLists[[#This Row],[Code Group]]&tCodeLists[[#This Row],[Specificaly]]","v":"A_MTLPIP"},{"$f":"LEN(tCodeLists[[#This Row],[Type Code]])","v":8},"PPEHD",{"$f":"LEN(tCodeLists[[#This Row],[Item Code]])","v":5},null,null,{"$f":"LEN(tCodeLists[[#This Row],[Selection Code]])","v":40}]
["Pipe","Material","Polyethylene - Low Density",null,"MTL","PIP",{"$f":"\"A_\"&tCodeLists[[#This Row],[Code Group]]&tCodeLists[[#This Row],[Specificaly]]","v":"A_MTLPIP"},{"$f":"LEN(tCodeLists[[#This Row],[Type Code]])","v":8},"PELD",{"$f":"LEN(tCodeLists[[#This Row],[Item Code]])","v":4},null,null,{"$f":"LEN(tCodeLists[[#This Row],[Selection Code]])","v":26}]
["Pipe","Material","Polyethylene - Medium (PE100)",null,"MTL","PIP",{"$f":"\"A_\"&tCodeLists[[#This Row],[Code Group]]&tCodeLists[[#This Row],[Specificaly]]","v":"A_MTLPIP"},{"$f":"LEN(tCodeLists[[#This Row],[Type Code]])","v":8},"PE10",{"$f":"LEN(tCodeLists[[#This Row],[Item Code]])","v":4},null,null,{"$f":"LEN(tCodeLists[[#This Row],[Selection Code]])","v":29}]
["Pipe","Material","Polyethylene - Medium (PE80)","Note - First generation pvc pipes","MTL","PIP",{"$f":"\"A_\"&tCodeLists[[#This Row],[Code Group]]&tCodeLists[[#This Row],[Specificaly]]","v":"A_MTLPIP"},{"$f":"LEN(tCodeLists[[#This Row],[Type Code]])","v":8},"PE80",{"$f":"LEN(tCodeLists[[#This Row],[Item Code]])","v":4},null,null,{"$f":"LEN(tCodeLists[[#This Row],[Selection Code]])","v":28}]
["Pipe","Material","Polyethylene - Medium Density",null,"MTL","PIP",{"$f":"\"A_\"&tCodeLists[[#This Row],[Code Group]]&tCodeLists[[#This Row],[Specificaly]]","v":"A_MTLPIP"},{"$f":"LEN(tCodeLists[[#This Row],[Type Code]])","v":8},"PEMD",{"$f":"LEN(tCodeLists[[#This Row],[Item Code]])","v":4},null,null,{"$f":"LEN(tCodeLists[[#This Row],[Selection Code]])","v":29}]
["Pipe","Material","Polypropylene",null,"MTL","PIP",{"$f":"\"A_\"&tCodeLists[[#This Row],[Code Group]]&tCodeLists[[#This Row],[Specificaly]]","v":"A_MTLPIP"},{"$f":"LEN(tCodeLists[[#This Row],[Type Code]])","v":8},"POLP",{"$f":"LEN(tCodeLists[[#This Row],[Item Code]])","v":4},null,null,{"$f":"LEN(tCodeLists[[#This Row],[Selection Code]])","v":13}]
["Pipe","Material","Polyvinylchloride - Old",null,"MTL","PIP",{"$f":"\"A_\"&tCodeLists[[#This Row],[Code Group]]&tCodeLists[[#This Row],[Specificaly]]","v":"A_MTLPIP"},{"$f":"LEN(tCodeLists[[#This Row],[Type Code]])","v":8},"PVC",{"$f":"LEN(tCodeLists[[#This Row],[Item Code]])","v":3},null,null,{"$f":"LEN(tCodeLists[[#This Row],[Selection Code]])","v":23}]
["Pipe","Material","Polyvinylchloride - Undefined",null,"MTL","PIP",{"$f":"\"A_\"&tCodeLists[[#This Row],[Code Group]]&tCodeLists[[#This Row],[Specificaly]]","v":"A_MTLPIP"},{"$f":"LEN(tCodeLists[[#This Row],[Type Code]])","v":8},"PVC",{"$f":"LEN(tCodeLists[[#This Row],[Item Code]])","v":3},null,null,{"$f":"LEN(tCodeLists[[#This Row],[Selection Code]])","v":29}]
["Pipe","Material","Polyvinylchloride-M",null,"MTL","PIP",{"$f":"\"A_\"&tCodeLists[[#This Row],[Code Group]]&tCodeLists[[#This Row],[Specificaly]]","v":"A_MTLPIP"},{"$f":"LEN(tCodeLists[[#This Row],[Type Code]])","v":8},"PVCM",{"$f":"LEN(tCodeLists[[#This Row],[Item Code]])","v":4},null,null,{"$f":"LEN(tCodeLists[[#This Row],[Selection Code]])","v":19}]
["Pipe","Material","Polyvinylchloride-O",null,"MTL","PIP",{"$f":"\"A_\"&tCodeLists[[#This Row],[Code Group]]&tCodeLists[[#This Row],[Specificaly]]","v":"A_MTLPIP"},{"$f":"LEN(tCodeLists[[#This Row],[Type Code]])","v":8},"PVCO",{"$f":"LEN(tCodeLists[[#This Row],[Item Code]])","v":4},null,null,{"$f":"LEN(tCodeLists[[#This Row],[Selection Code]])","v":19}]
["Pipe","Material","Polyvinylchloride-U","Review - Find the correct name for this pipe (Talk to Rob F about what is the type)","MTL","PIP",{"$f":"\"A_\"&tCodeLists[[#This Row],[Code Group]]&tCodeLists[[#This Row],[Specificaly]]","v":"A_MTLPIP"},{"$f":"LEN(tCodeLists[[#This Row],[Type Code]])","v":8},"PVCU",{"$f":"LEN(tCodeLists[[#This Row],[Item Code]])","v":4},null,null,{"$f":"LEN(tCodeLists[[#This Row],[Selection Code]])","v":19}]
["Pipe","Material","Polyvinylchloride-U (Perforated)",null,"MTL","PIP",{"$f":"\"A_\"&tCodeLists[[#This Row],[Code Group]]&tCodeLists[[#This Row],[Specificaly]]","v":"A_MTLPIP"},{"$f":"LEN(tCodeLists[[#This Row],[Type Code]])","v":8},"PPVCU",{"$f":"LEN(tCodeLists[[#This Row],[Item Code]])","v":5},null,null,{"$f":"LEN(tCodeLists[[#This Row],[Selection Code]])","v":32}]
["Pipe","Material","Relined - Cure In Place",null,"MTL","PIP",{"$f":"\"A_\"&tCodeLists[[#This Row],[Code Group]]&tCodeLists[[#This Row],[Specificaly]]","v":"A_MTLPIP"},{"$f":"LEN(tCodeLists[[#This Row],[Type Code]])","v":8},"RLCIPP",{"$f":"LEN(tCodeLists[[#This Row],[Item Code]])","v":6},null,null,{"$f":"LEN(tCodeLists[[#This Row],[Selection Code]])","v":23}]
["Pipe","Material","Relined - Fold And Form Pac",null,"MTL","PIP",{"$f":"\"A_\"&tCodeLists[[#This Row],[Code Group]]&tCodeLists[[#This Row],[Specificaly]]","v":"A_MTLPIP"},{"$f":"LEN(tCodeLists[[#This Row],[Type Code]])","v":8},"RLFFPVC",{"$f":"LEN(tCodeLists[[#This Row],[Item Code]])","v":7},null,null,{"$f":"LEN(tCodeLists[[#This Row],[Selection Code]])","v":27}]
["Pipe","Material","Relined - Spiral Wound Pac",null,"MTL","PIP",{"$f":"\"A_\"&tCodeLists[[#This Row],[Code Group]]&tCodeLists[[#This Row],[Specificaly]]","v":"A_MTLPIP"},{"$f":"LEN(tCodeLists[[#This Row],[Type Code]])","v":8},"RLSWPVC",{"$f":"LEN(tCodeLists[[#This Row],[Item Code]])","v":7},null,null,{"$f":"LEN(tCodeLists[[#This Row],[Selection Code]])","v":26}]
["Pipe","Material","Stainless Steel",null,"MTL","PIP",{"$f":"\"A_\"&tCodeLists[[#This Row],[Code Group]]&tCodeLists[[#This Row],[Specificaly]]","v":"A_MTLPIP"},{"$f":"LEN(tCodeLists[[#This Row],[Type Code]])","v":8},"STSL",{"$f":"LEN(tCodeLists[[#This Row],[Item Code]])","v":4},null,null,{"$f":"LEN(tCodeLists[[#This Row],[Selection Code]])","v":15}]
["Pipe","Material","Steel",null,"MTL","PIP",{"$f":"\"A_\"&tCodeLists[[#This Row],[Code Group]]&tCodeLists[[#This Row],[Specificaly]]","v":"A_MTLPIP"},{"$f":"LEN(tCodeLists[[#This Row],[Type Code]])","v":8},"STEL",{"$f":"LEN(tCodeLists[[#This Row],[Item Code]])","v":4},null,null,{"$f":"LEN(tCodeLists[[#This Row],[Selection Code]])","v":5}]
["Pipe","Material","Steel Spiral Riveted",null,"MTL","PIP",{"$f":"\"A_\"&tCodeLists[[#This Row],[Code Group]]&tCodeLists[[#This Row],[Specificaly]]","v":"A_MTLPIP"},{"$f":"LEN(tCodeLists[[#This Row],[Type Code]])","v":8},"STSR",{"$f":"LEN(tCodeLists[[#This Row],[Item Code]])","v":4},null,null,{"$f":"LEN(tCodeLists[[#This Row],[Selection Code]])","v":20}]
["Pipe","Material","Steel Spiral Welded",null,"MTL","PIP",{"$f":"\"A_\"&tCodeLists[[#This Row],[Code Group]]&tCodeLists[[#This Row],[Specificaly]]","v":"A_MTLPIP"},{"$f":"LEN(tCodeLists[[#This Row],[Type Code]])","v":8},"STSW",{"$f":"LEN(tCodeLists[[#This Row],[Item Code]])","v":4},null,null,{"$f":"LEN(tCodeLists[[#This Row],[Selection Code]])","v":19}]
["Pipe","Material","Undefined",null,"MTL","PIP",{"$f":"\"A_\"&tCodeLists[[#This Row],[Code Group]]&tCodeLists[[#This Row],[Specificaly]]","v":"A_MTLPIP"},{"$f":"LEN(tCodeLists[[#This Row],[Type Code]])","v":8},"NYD",{"$f":"LEN(tCodeLists[[#This Row],[Item Code]])","v":3},null,null,{"$f":"LEN(tCodeLists[[#This Row],[Selection Code]])","v":9}]
["Structure","Material","Concrete - Reinforced","Review - Discuss with the review team if we should just use the Material Site Services List'","MTL","STR",{"$f":"\"A_\"&tCodeLists[[#This Row],[Code Group]]&tCodeLists[[#This Row],[Specificaly]]","v":"A_MTLSTR"},{"$f":"LEN(tCodeLists[[#This Row],[Type Code]])","v":8},"CNCR",{"$f":"LEN(tCodeLists[[#This Row],[Item Code]])","v":4},null,null,{"$f":"LEN(tCodeLists[[#This Row],[Selection Code]])","v":21}]
["Structure","Material","Aluminium","Review - Discuss with the review team if we should just use the Material Site Services List'","MTL","STR",{"$f":"\"A_\"&tCodeLists[[#This Row],[Code Group]]&tCodeLists[[#This Row],[Specificaly]]","v":"A_MTLSTR"},{"$f":"LEN(tCodeLists[[#This Row],[Type Code]])","v":8},"ALUM",{"$f":"LEN(tCodeLists[[#This Row],[Item Code]])","v":4},null,null,{"$f":"LEN(tCodeLists[[#This Row],[Selection Code]])","v":9}]
["Structure","Material","Concrete - Unreinforced","Review - Discuss with the review team if we should just use the Material Site Services List'","MTL","STR",{"$f":"\"A_\"&tCodeLists[[#This Row],[Code Group]]&tCodeLists[[#This Row],[Specificaly]]","v":"A_MTLSTR"},{"$f":"LEN(tCodeLists[[#This Row],[Type Code]])","v":8},"CONC",{"$f":"LEN(tCodeLists[[#This Row],[Item Code]])","v":4},null,null,{"$f":"LEN(tCodeLists[[#This Row],[Selection Code]])","v":23}]
["Structure","Material","Concrete Block","Review - Discuss with the review team if we should just use the Material Site Services List'","MTL","STR",{"$f":"\"A_\"&tCodeLists[[#This Row],[Code Group]]&tCodeLists[[#This Row],[Specificaly]]","v":"A_MTLSTR"},{"$f":"LEN(tCodeLists[[#This Row],[Type Code]])","v":8},"CNCB",{"$f":"LEN(tCodeLists[[#This Row],[Item Code]])","v":4},null,null,{"$f":"LEN(tCodeLists[[#This Row],[Selection Code]])","v":14}]
["Structure","Material","Fibre Cement Sheets","Review - Discuss with the review team if we should just use the Material Site Services List'","MTL","STR",{"$f":"\"A_\"&tCodeLists[[#This Row],[Code Group]]&tCodeLists[[#This Row],[Specificaly]]","v":"A_MTLSTR"},{"$f":"LEN(tCodeLists[[#This Row],[Type Code]])","v":8},"FBCM",{"$f":"LEN(tCodeLists[[#This Row],[Item Code]])","v":4},null,null,{"$f":"LEN(tCodeLists[[#This Row],[Selection Code]])","v":19}]
["Structure","Material","Steel","Review - Discuss with the review team if we should just use the Material Site Services List'","MTL","STR",{"$f":"\"A_\"&tCodeLists[[#This Row],[Code Group]]&tCodeLists[[#This Row],[Specificaly]]","v":"A_MTLSTR"},{"$f":"LEN(tCodeLists[[#This Row],[Type Code]])","v":8},"STEL",{"$f":"LEN(tCodeLists[[#This Row],[Item Code]])","v":4},null,null,{"$f":"LEN(tCodeLists[[#This Row],[Selection Code]])","v":5}]
["Structure","Material","Timber","Review - Discuss with the review team if we should just use the Material Site Services List'","MTL","STR",{"$f":"\"A_\"&tCodeLists[[#This Row],[Code Group]]&tCodeLists[[#This Row],[Specificaly]]","v":"A_MTLSTR"},{"$f":"LEN(tCodeLists[[#This Row],[Type Code]])","v":8},"TMBR",{"$f":"LEN(tCodeLists[[#This Row],[Item Code]])","v":4},null,null,{"$f":"LEN(tCodeLists[[#This Row],[Selection Code]])","v":6}]
["Structure","Material","Undefined","Review - Discuss with the review team if we should just use the Material Site Services List'","MTL","STR",{"$f":"\"A_\"&tCodeLists[[#This Row],[Code Group]]&tCodeLists[[#This Row],[Specificaly]]","v":"A_MTLSTR"},{"$f":"LEN(tCodeLists[[#This Row],[Type Code]])","v":8},"NYD",{"$f":"LEN(tCodeLists[[#This Row],[Item Code]])","v":3},null,null,{"$f":"LEN(tCodeLists[[#This Row],[Selection Code]])","v":9}]
["Chamber, Tank","Material","Brick","Chamber Material & Tank Material Combined As One List","MTL","TNK",{"$f":"\"A_\"&tCodeLists[[#This Row],[Code Group]]&tCodeLists[[#This Row],[Specificaly]]","v":"A_MTLTNK"},{"$f":"LEN(tCodeLists[[#This Row],[Type Code]])","v":8},"BRIK",{"$f":"LEN(tCodeLists[[#This Row],[Item Code]])","v":4},null,null,{"$f":"LEN(tCodeLists[[#This Row],[Selection Code]])","v":5}]
["Chamber, Tank","Material","Cast Iron","Chamber Material & Tank Material Combined As One List","MTL","TNK",{"$f":"\"A_\"&tCodeLists[[#This Row],[Code Group]]&tCodeLists[[#This Row],[Specificaly]]","v":"A_MTLTNK"},{"$f":"LEN(tCodeLists[[#This Row],[Type Code]])","v":8},"CIRN",{"$f":"LEN(tCodeLists[[#This Row],[Item Code]])","v":4},null,null,{"$f":"LEN(tCodeLists[[#This Row],[Selection Code]])","v":9}]
["Chamber, Tank","Material","Concrete - Reinforced","Chamber Material & Tank Material Combined As One List","MTL","TNK",{"$f":"\"A_\"&tCodeLists[[#This Row],[Code Group]]&tCodeLists[[#This Row],[Specificaly]]","v":"A_MTLTNK"},{"$f":"LEN(tCodeLists[[#This Row],[Type Code]])","v":8},"CNCR",{"$f":"LEN(tCodeLists[[#This Row],[Item Code]])","v":4},null,null,{"$f":"LEN(tCodeLists[[#This Row],[Selection Code]])","v":21}]
["Chamber, Tank","Material","Concrete - Unreinforced","Chamber Material & Tank Material Combined As One List","MTL","TNK",{"$f":"\"A_\"&tCodeLists[[#This Row],[Code Group]]&tCodeLists[[#This Row],[Specificaly]]","v":"A_MTLTNK"},{"$f":"LEN(tCodeLists[[#This Row],[Type Code]])","v":8},"CONC",{"$f":"LEN(tCodeLists[[#This Row],[Item Code]])","v":4},null,null,{"$f":"LEN(tCodeLists[[#This Row],[Selection Code]])","v":23}]
["Chamber, Tank","Material","Concrete Block","Chamber Material & Tank Material Combined As One List","MTL","TNK",{"$f":"\"A_\"&tCodeLists[[#This Row],[Code Group]]&tCodeLists[[#This Row],[Specificaly]]","v":"A_MTLTNK"},{"$f":"LEN(tCodeLists[[#This Row],[Type Code]])","v":8},"CNCB",{"$f":"LEN(tCodeLists[[#This Row],[Item Code]])","v":4},null,null,{"$f":"LEN(tCodeLists[[#This Row],[Selection Code]])","v":14}]
["Chamber, Tank","Material","Corrugated  Steel","Chamber Material & Tank Material Combined As One List","MTL","TNK",{"$f":"\"A_\"&tCodeLists[[#This Row],[Code Group]]&tCodeLists[[#This Row],[Specificaly]]","v":"A_MTLTNK"},{"$f":"LEN(tCodeLists[[#This Row],[Type Code]])","v":8},"IRNC",{"$f":"LEN(tCodeLists[[#This Row],[Item Code]])","v":4},null,null,{"$f":"LEN(tCodeLists[[#This Row],[Selection Code]])","v":17}]
["Chamber, Tank","Material","Corrugated Aluminium","Chamber Material & Tank Material Combined As One List","MTL","TNK",{"$f":"\"A_\"&tCodeLists[[#This Row],[Code Group]]&tCodeLists[[#This Row],[Specificaly]]","v":"A_MTLTNK"},{"$f":"LEN(tCodeLists[[#This Row],[Type Code]])","v":8},"ALMC",{"$f":"LEN(tCodeLists[[#This Row],[Item Code]])","v":4},null,null,{"$f":"LEN(tCodeLists[[#This Row],[Selection Code]])","v":20}]
["Chamber, Tank","Material","Ductile Iron","Chamber Material & Tank Material Combined As One List","MTL","TNK",{"$f":"\"A_\"&tCodeLists[[#This Row],[Code Group]]&tCodeLists[[#This Row],[Specificaly]]","v":"A_MTLTNK"},{"$f":"LEN(tCodeLists[[#This Row],[Type Code]])","v":8},"DCTI",{"$f":"LEN(tCodeLists[[#This Row],[Item Code]])","v":4},null,null,{"$f":"LEN(tCodeLists[[#This Row],[Selection Code]])","v":12}]
["Chamber, Tank","Material","Fibreglass","Chamber Material & Tank Material Combined As One List","MTL","TNK",{"$f":"\"A_\"&tCodeLists[[#This Row],[Code Group]]&tCodeLists[[#This Row],[Specificaly]]","v":"A_MTLTNK"},{"$f":"LEN(tCodeLists[[#This Row],[Type Code]])","v":8},"FBGL",{"$f":"LEN(tCodeLists[[#This Row],[Item Code]])","v":4},null,null,{"$f":"LEN(tCodeLists[[#This Row],[Selection Code]])","v":10}]
["Chamber, Tank","Material","Glazed Earthenware","Chamber Material & Tank Material Combined As One List","MTL","TNK",{"$f":"\"A_\"&tCodeLists[[#This Row],[Code Group]]&tCodeLists[[#This Row],[Specificaly]]","v":"A_MTLTNK"},{"$f":"LEN(tCodeLists[[#This Row],[Type Code]])","v":8},"EWAR",{"$f":"LEN(tCodeLists[[#This Row],[Item Code]])","v":4},null,null,{"$f":"LEN(tCodeLists[[#This Row],[Selection Code]])","v":18}]
["Chamber, Tank","Material","Polyethylene","Chamber Material & Tank Material Combined As One List","MTL","TNK",{"$f":"\"A_\"&tCodeLists[[#This Row],[Code Group]]&tCodeLists[[#This Row],[Specificaly]]","v":"A_MTLTNK"},{"$f":"LEN(tCodeLists[[#This Row],[Type Code]])","v":8},"POLY",{"$f":"LEN(tCodeLists[[#This Row],[Item Code]])","v":4},null,null,{"$f":"LEN(tCodeLists[[#This Row],[Selection Code]])","v":12}]
["Chamber, Tank","Material","Polyvinylchloride","Chamber Material & Tank Material Combined As One List","MTL","TNK",{"$f":"\"A_\"&tCodeLists[[#This Row],[Code Group]]&tCodeLists[[#This Row],[Specificaly]]","v":"A_MTLTNK"},{"$f":"LEN(tCodeLists[[#This Row],[Type Code]])","v":8},"PVC",{"$f":"LEN(tCodeLists[[#This Row],[Item Code]])","v":3},null,null,{"$f":"LEN(tCodeLists[[#This Row],[Selection Code]])","v":17}]
["Chamber, Tank","Material","Timber","Chamber Material & Tank Material Combined As One List","MTL","TNK",{"$f":"\"A_\"&tCodeLists[[#This Row],[Code Group]]&tCodeLists[[#This Row],[Specificaly]]","v":"A_MTLTNK"},{"$f":"LEN(tCodeLists[[#This Row],[Type Code]])","v":8},"TMBR",{"$f":"LEN(tCodeLists[[#This Row],[Item Code]])","v":4},null,null,{"$f":"LEN(tCodeLists[[#This Row],[Selection Code]])","v":6}]
["Chamber, Tank","Material","Undefined","Chamber Material & Tank Material Combined As One List","MTL","TNK",{"$f":"\"A_\"&tCodeLists[[#This Row],[Code Group]]&tCodeLists[[#This Row],[Specificaly]]","v":"A_MTLTNK"},{"$f":"LEN(tCodeLists[[#This Row],[Type Code]])","v":8},"NYD",{"$f":"LEN(tCodeLists[[#This Row],[Item Code]])","v":3},null,null,{"$f":"LEN(tCodeLists[[#This Row],[Selection Code]])","v":9}]
["Chamber, Tank","Material","Stainless Steel","Chamber Material & Tank Material Combined As One List","MTL","TNK",{"$f":"\"A_\"&tCodeLists[[#This Row],[Code Group]]&tCodeLists[[#This Row],[Specificaly]]","v":"A_MTLTNK"},{"$f":"LEN(tCodeLists[[#This Row],[Type Code]])","v":8},"STSL",{"$f":"LEN(tCodeLists[[#This Row],[Item Code]])","v":4},null,null,{"$f":"LEN(tCodeLists[[#This Row],[Selection Code]])","v":15}]
["Valve","Material","Aluminium","Confirmed With Rob Frizzell","MTL","VLV",{"$f":"\"A_\"&tCodeLists[[#This Row],[Code Group]]&tCodeLists[[#This Row],[Specificaly]]","v":"A_MTLVLV"},{"$f":"LEN(tCodeLists[[#This Row],[Type Code]])","v":8},"ALUM",{"$f":"LEN(tCodeLists[[#This Row],[Item Code]])","v":4},null,null,{"$f":"LEN(tCodeLists[[#This Row],[Selection Code]])","v":9}]
["Valve","Material","Brass","Confirmed With Rob Frizzell","MTL","VLV",{"$f":"\"A_\"&tCodeLists[[#This Row],[Code Group]]&tCodeLists[[#This Row],[Specificaly]]","v":"A_MTLVLV"},{"$f":"LEN(tCodeLists[[#This Row],[Type Code]])","v":8},"BRASS",{"$f":"LEN(tCodeLists[[#This Row],[Item Code]])","v":5},null,null,{"$f":"LEN(tCodeLists[[#This Row],[Selection Code]])","v":5}]
["Valve","Material","Cast Iron","Confirmed With Rob Frizzell","MTL","VLV",{"$f":"\"A_\"&tCodeLists[[#This Row],[Code Group]]&tCodeLists[[#This Row],[Specificaly]]","v":"A_MTLVLV"},{"$f":"LEN(tCodeLists[[#This Row],[Type Code]])","v":8},"CIRN",{"$f":"LEN(tCodeLists[[#This Row],[Item Code]])","v":4},null,null,{"$f":"LEN(tCodeLists[[#This Row],[Selection Code]])","v":9}]
["Valve","Material","Ductile Iron","Confirmed With Rob Frizzell","MTL","VLV",{"$f":"\"A_\"&tCodeLists[[#This Row],[Code Group]]&tCodeLists[[#This Row],[Specificaly]]","v":"A_MTLVLV"},{"$f":"LEN(tCodeLists[[#This Row],[Type Code]])","v":8},"DCTI",{"$f":"LEN(tCodeLists[[#This Row],[Item Code]])","v":4},null,null,{"$f":"LEN(tCodeLists[[#This Row],[Selection Code]])","v":12}]
["Valve","Material","Galvanised Wrought Iron","Confirmed With Rob Frizzell","MTL","VLV",{"$f":"\"A_\"&tCodeLists[[#This Row],[Code Group]]&tCodeLists[[#This Row],[Specificaly]]","v":"A_MTLVLV"},{"$f":"LEN(tCodeLists[[#This Row],[Type Code]])","v":8},"IRGL",{"$f":"LEN(tCodeLists[[#This Row],[Item Code]])","v":4},null,null,{"$f":"LEN(tCodeLists[[#This Row],[Selection Code]])","v":23}]
["Valve","Material","Mild Steel","Confirmed With Rob Frizzell","MTL","VLV",{"$f":"\"A_\"&tCodeLists[[#This Row],[Code Group]]&tCodeLists[[#This Row],[Specificaly]]","v":"A_MTLVLV"},{"$f":"LEN(tCodeLists[[#This Row],[Type Code]])","v":8},"STML",{"$f":"LEN(tCodeLists[[#This Row],[Item Code]])","v":4},null,null,{"$f":"LEN(tCodeLists[[#This Row],[Selection Code]])","v":10}]
["Valve","Material","Polyethylene","Confirmed With Rob Frizzell","MTL","VLV",{"$f":"\"A_\"&tCodeLists[[#This Row],[Code Group]]&tCodeLists[[#This Row],[Specificaly]]","v":"A_MTLVLV"},{"$f":"LEN(tCodeLists[[#This Row],[Type Code]])","v":8},"POLY",{"$f":"LEN(tCodeLists[[#This Row],[Item Code]])","v":4},null,null,{"$f":"LEN(tCodeLists[[#This Row],[Selection Code]])","v":12}]
["Valve","Material","Polyvinylchloride","Confirmed With Rob Frizzell","MTL","VLV",{"$f":"\"A_\"&tCodeLists[[#This Row],[Code Group]]&tCodeLists[[#This Row],[Specificaly]]","v":"A_MTLVLV"},{"$f":"LEN(tCodeLists[[#This Row],[Type Code]])","v":8},"PVC",{"$f":"LEN(tCodeLists[[#This Row],[Item Code]])","v":3},null,null,{"$f":"LEN(tCodeLists[[#This Row],[Selection Code]])","v":17}]
["Electrical","Cable Locality","Cavity - In Ceiling ",null,"POS","CBL",{"$f":"\"A_\"&tCodeLists[[#This Row],[Code Group]]&tCodeLists[[#This Row],[Specificaly]]","v":"A_POSCBL"},{"$f":"LEN(tCodeLists[[#This Row],[Type Code]])","v":8},"CVTYCLG",{"$f":"LEN(tCodeLists[[#This Row],[Item Code]])","v":7},null,null,{"$f":"LEN(tCodeLists[[#This Row],[Selection Code]])","v":20}]
["Electrical","Cable Locality","Cavity - In Wall",null,"POS","CBL",{"$f":"\"A_\"&tCodeLists[[#This Row],[Code Group]]&tCodeLists[[#This Row],[Specificaly]]","v":"A_POSCBL"},{"$f":"LEN(tCodeLists[[#This Row],[Type Code]])","v":8},"CVTYWLL",{"$f":"LEN(tCodeLists[[#This Row],[Item Code]])","v":7},null,null,{"$f":"LEN(tCodeLists[[#This Row],[Selection Code]])","v":16}]
["Electrical","Cable Locality","Floor - Suspended Above",null,"POS","CBL",{"$f":"\"A_\"&tCodeLists[[#This Row],[Code Group]]&tCodeLists[[#This Row],[Specificaly]]","v":"A_POSCBL"},{"$f":"LEN(tCodeLists[[#This Row],[Type Code]])","v":8},"FLRSUSA",{"$f":"LEN(tCodeLists[[#This Row],[Item Code]])","v":7},null,null,{"$f":"LEN(tCodeLists[[#This Row],[Selection Code]])","v":23}]
["Electrical","Cable Locality","Floor - Suspended Below",null,"POS","CBL",{"$f":"\"A_\"&tCodeLists[[#This Row],[Code Group]]&tCodeLists[[#This Row],[Specificaly]]","v":"A_POSCBL"},{"$f":"LEN(tCodeLists[[#This Row],[Type Code]])","v":8},"FLRSUSB",{"$f":"LEN(tCodeLists[[#This Row],[Item Code]])","v":7},null,null,{"$f":"LEN(tCodeLists[[#This Row],[Selection Code]])","v":23}]
["Electrical","Cable Locality","Undefined",null,"POS","CBL",{"$f":"\"A_\"&tCodeLists[[#This Row],[Code Group]]&tCodeLists[[#This Row],[Specificaly]]","v":"A_POSCBL"},{"$f":"LEN(tCodeLists[[#This Row],[Type Code]])","v":8},"NYD",{"$f":"LEN(tCodeLists[[#This Row],[Item Code]])","v":3},null,null,{"$f":"LEN(tCodeLists[[#This Row],[Selection Code]])","v":9}]
["Instrument","Sensor Datum","Above Ground Level",null,"POS","SNS",{"$f":"\"A_\"&tCodeLists[[#This Row],[Code Group]]&tCodeLists[[#This Row],[Specificaly]]","v":"A_POSSNS"},{"$f":"LEN(tCodeLists[[#This Row],[Type Code]])","v":8},"ABVGL",{"$f":"LEN(tCodeLists[[#This Row],[Item Code]])","v":5},null,null,{"$f":"LEN(tCodeLists[[#This Row],[Selection Code]])","v":18}]
["Instrument","Sensor Datum","Above Structure Base","base of what?","POS","SNS",{"$f":"\"A_\"&tCodeLists[[#This Row],[Code Group]]&tCodeLists[[#This Row],[Specificaly]]","v":"A_POSSNS"},{"$f":"LEN(tCodeLists[[#This Row],[Type Code]])","v":8},"ABVBASE",{"$f":"LEN(tCodeLists[[#This Row],[Item Code]])","v":7},null,null,{"$f":"LEN(tCodeLists[[#This Row],[Selection Code]])","v":20}]
["Instrument","Sensor Datum","Below Ground Level",null,"POS","SNS",{"$f":"\"A_\"&tCodeLists[[#This Row],[Code Group]]&tCodeLists[[#This Row],[Specificaly]]","v":"A_POSSNS"},{"$f":"LEN(tCodeLists[[#This Row],[Type Code]])","v":8},"BLWGL",{"$f":"LEN(tCodeLists[[#This Row],[Item Code]])","v":5},null,null,{"$f":"LEN(tCodeLists[[#This Row],[Selection Code]])","v":18}]
["Instrument","Sensor Datum","Below Lid Level",null,"POS","SNS",{"$f":"\"A_\"&tCodeLists[[#This Row],[Code Group]]&tCodeLists[[#This Row],[Specificaly]]","v":"A_POSSNS"},{"$f":"LEN(tCodeLists[[#This Row],[Type Code]])","v":8},"BLWLL",{"$f":"LEN(tCodeLists[[#This Row],[Item Code]])","v":5},null,null,{"$f":"LEN(tCodeLists[[#This Row],[Selection Code]])","v":15}]
["Instrument","Sensor Datum","Measured from Pump","Not a good poinmt of reference?","POS","SNS",{"$f":"\"A_\"&tCodeLists[[#This Row],[Code Group]]&tCodeLists[[#This Row],[Specificaly]]","v":"A_POSSNS"},{"$f":"LEN(tCodeLists[[#This Row],[Type Code]])","v":8},"FRMPUMP",{"$f":"LEN(tCodeLists[[#This Row],[Item Code]])","v":7},null,null,{"$f":"LEN(tCodeLists[[#This Row],[Selection Code]])","v":18}]
["Electrical, Instrument, Pipe, Valve","Locality","Above Ground - Enclosed",null,"POS","VRS",{"$f":"\"A_\"&tCodeLists[[#This Row],[Code Group]]&tCodeLists[[#This Row],[Specificaly]]","v":"A_POSVRS"},{"$f":"LEN(tCodeLists[[#This Row],[Type Code]])","v":8},"ABVENCL",{"$f":"LEN(tCodeLists[[#This Row],[Item Code]])","v":7},null,null,{"$f":"LEN(tCodeLists[[#This Row],[Selection Code]])","v":23}]
["Electrical, Instrument, Pipe, Valve","Locality","Above Ground - Exposed",null,"POS","VRS",{"$f":"\"A_\"&tCodeLists[[#This Row],[Code Group]]&tCodeLists[[#This Row],[Specificaly]]","v":"A_POSVRS"},{"$f":"LEN(tCodeLists[[#This Row],[Type Code]])","v":8},"ABVEXPS",{"$f":"LEN(tCodeLists[[#This Row],[Item Code]])","v":7},null,null,{"$f":"LEN(tCodeLists[[#This Row],[Selection Code]])","v":22}]
["Electrical, Instrument, Pipe, Valve","Locality","Submerged",null,"POS","VRS",{"$f":"\"A_\"&tCodeLists[[#This Row],[Code Group]]&tCodeLists[[#This Row],[Specificaly]]","v":"A_POSVRS"},{"$f":"LEN(tCodeLists[[#This Row],[Type Code]])","v":8},"SUBMERGD",{"$f":"LEN(tCodeLists[[#This Row],[Item Code]])","v":8},null,null,{"$f":"LEN(tCodeLists[[#This Row],[Selection Code]])","v":9}]
["Electrical, Instrument, Pipe, Valve","Locality","Undefined",null,"POS","VRS",{"$f":"\"A_\"&tCodeLists[[#This Row],[Code Group]]&tCodeLists[[#This Row],[Specificaly]]","v":"A_POSVRS"},{"$f":"LEN(tCodeLists[[#This Row],[Type Code]])","v":8},"NYD",{"$f":"LEN(tCodeLists[[#This Row],[Item Code]])","v":3},null,null,{"$f":"LEN(tCodeLists[[#This Row],[Selection Code]])","v":9}]
["Electrical, Instrument, Pipe, Valve","Locality","Underground - Buried",null,"POS","VRS",{"$f":"\"A_\"&tCodeLists[[#This Row],[Code Group]]&tCodeLists[[#This Row],[Specificaly]]","v":"A_POSVRS"},{"$f":"LEN(tCodeLists[[#This Row],[Type Code]])","v":8},"BLWBURI",{"$f":"LEN(tCodeLists[[#This Row],[Item Code]])","v":7},null,null,{"$f":"LEN(tCodeLists[[#This Row],[Selection Code]])","v":20}]
["Electrical, Instrument, Pipe, Valve","Locality","Underground - Enclosed",null,"POS","VRS",{"$f":"\"A_\"&tCodeLists[[#This Row],[Code Group]]&tCodeLists[[#This Row],[Specificaly]]","v":"A_POSVRS"},{"$f":"LEN(tCodeLists[[#This Row],[Type Code]])","v":8},"BLWENCL",{"$f":"LEN(tCodeLists[[#This Row],[Item Code]])","v":7},null,null,{"$f":"LEN(tCodeLists[[#This Row],[Selection Code]])","v":22}]
["Chamber, Tank","Lid Security","Bolted",null,"SCR","LID",{"$f":"\"A_\"&tCodeLists[[#This Row],[Code Group]]&tCodeLists[[#This Row],[Specificaly]]","v":"A_SCRLID"},{"$f":"LEN(tCodeLists[[#This Row],[Type Code]])","v":8},"BOLTED",{"$f":"LEN(tCodeLists[[#This Row],[Item Code]])","v":6},null,null,{"$f":"LEN(tCodeLists[[#This Row],[Selection Code]])","v":6}]
["Chamber, Tank","Lid Security","Free",null,"SCR","LID",{"$f":"\"A_\"&tCodeLists[[#This Row],[Code Group]]&tCodeLists[[#This Row],[Specificaly]]","v":"A_SCRLID"},{"$f":"LEN(tCodeLists[[#This Row],[Type Code]])","v":8},"FREE",{"$f":"LEN(tCodeLists[[#This Row],[Item Code]])","v":4},null,null,{"$f":"LEN(tCodeLists[[#This Row],[Selection Code]])","v":4}]
["Chamber, Tank","Lid Security","Lockable",null,"SCR","LID",{"$f":"\"A_\"&tCodeLists[[#This Row],[Code Group]]&tCodeLists[[#This Row],[Specificaly]]","v":"A_SCRLID"},{"$f":"LEN(tCodeLists[[#This Row],[Type Code]])","v":8},"LOCKABLE",{"$f":"LEN(tCodeLists[[#This Row],[Item Code]])","v":8},null,null,{"$f":"LEN(tCodeLists[[#This Row],[Selection Code]])","v":8}]
["Chamber, Tank","Lid Security","Undefined",null,"SCR","LID",{"$f":"\"A_\"&tCodeLists[[#This Row],[Code Group]]&tCodeLists[[#This Row],[Specificaly]]","v":"A_SCRLID"},{"$f":"LEN(tCodeLists[[#This Row],[Type Code]])","v":8},"NYD",{"$f":"LEN(tCodeLists[[#This Row],[Item Code]])","v":3},null,null,{"$f":"LEN(tCodeLists[[#This Row],[Selection Code]])","v":9}]
["Chamber, Tank","Lid Security","Welded",null,"SCR","LID",{"$f":"\"A_\"&tCodeLists[[#This Row],[Code Group]]&tCodeLists[[#This Row],[Specificaly]]","v":"A_SCRLID"},{"$f":"LEN(tCodeLists[[#This Row],[Type Code]])","v":8},"WELDED",{"$f":"LEN(tCodeLists[[#This Row],[Item Code]])","v":6},null,null,{"$f":"LEN(tCodeLists[[#This Row],[Selection Code]])","v":6}]
["Chamber","Chamber Shape","Circular",null,"SHP","CMB",{"$f":"\"A_\"&tCodeLists[[#This Row],[Code Group]]&tCodeLists[[#This Row],[Specificaly]]","v":"A_SHPCMB"},{"$f":"LEN(tCodeLists[[#This Row],[Type Code]])","v":8},"CIRCLE",{"$f":"LEN(tCodeLists[[#This Row],[Item Code]])","v":6},null,null,{"$f":"LEN(tCodeLists[[#This Row],[Selection Code]])","v":8}]
["Chamber","Chamber Shape","Irregular",null,"SHP","CMB",{"$f":"\"A_\"&tCodeLists[[#This Row],[Code Group]]&tCodeLists[[#This Row],[Specificaly]]","v":"A_SHPCMB"},{"$f":"LEN(tCodeLists[[#This Row],[Type Code]])","v":8},"IRREGULR",{"$f":"LEN(tCodeLists[[#This Row],[Item Code]])","v":8},null,null,{"$f":"LEN(tCodeLists[[#This Row],[Selection Code]])","v":9}]
["Chamber","Chamber Shape","Oval",null,"SHP","CMB",{"$f":"\"A_\"&tCodeLists[[#This Row],[Code Group]]&tCodeLists[[#This Row],[Specificaly]]","v":"A_SHPCMB"},{"$f":"LEN(tCodeLists[[#This Row],[Type Code]])","v":8},"OVAL",{"$f":"LEN(tCodeLists[[#This Row],[Item Code]])","v":4},null,null,{"$f":"LEN(tCodeLists[[#This Row],[Selection Code]])","v":4}]
["Chamber","Chamber Shape","Rectangular",null,"SHP","CMB",{"$f":"\"A_\"&tCodeLists[[#This Row],[Code Group]]&tCodeLists[[#This Row],[Specificaly]]","v":"A_SHPCMB"},{"$f":"LEN(tCodeLists[[#This Row],[Type Code]])","v":8},"RECTANGL",{"$f":"LEN(tCodeLists[[#This Row],[Item Code]])","v":8},null,null,{"$f":"LEN(tCodeLists[[#This Row],[Selection Code]])","v":11}]
["Chamber","Chamber Shape","Undefined",null,"SHP","CMB",{"$f":"\"A_\"&tCodeLists[[#This Row],[Code Group]]&tCodeLists[[#This Row],[Specificaly]]","v":"A_SHPCMB"},{"$f":"LEN(tCodeLists[[#This Row],[Type Code]])","v":8},"NYD",{"$f":"LEN(tCodeLists[[#This Row],[Item Code]])","v":3},null,null,{"$f":"LEN(tCodeLists[[#This Row],[Selection Code]])","v":9}]
["Channel","Lining Profile","Base","Review","SHP","CNL",{"$f":"\"A_\"&tCodeLists[[#This Row],[Code Group]]&tCodeLists[[#This Row],[Specificaly]]","v":"A_SHPCNL"},{"$f":"LEN(tCodeLists[[#This Row],[Type Code]])","v":8},"BASEONLY",{"$f":"LEN(tCodeLists[[#This Row],[Item Code]])","v":8},null,null,{"$f":"LEN(tCodeLists[[#This Row],[Selection Code]])","v":4}]
["Channel","Lining Profile","Both Banks","Review","SHP","CNL",{"$f":"\"A_\"&tCodeLists[[#This Row],[Code Group]]&tCodeLists[[#This Row],[Specificaly]]","v":"A_SHPCNL"},{"$f":"LEN(tCodeLists[[#This Row],[Type Code]])","v":8},"BOTHBANK",{"$f":"LEN(tCodeLists[[#This Row],[Item Code]])","v":8},null,null,{"$f":"LEN(tCodeLists[[#This Row],[Selection Code]])","v":10}]
["Channel","Lining Profile","True Left Bank","Review","SHP","CNL",{"$f":"\"A_\"&tCodeLists[[#This Row],[Code Group]]&tCodeLists[[#This Row],[Specificaly]]","v":"A_SHPCNL"},{"$f":"LEN(tCodeLists[[#This Row],[Type Code]])","v":8},"LEFTBANK",{"$f":"LEN(tCodeLists[[#This Row],[Item Code]])","v":8},null,null,{"$f":"LEN(tCodeLists[[#This Row],[Selection Code]])","v":14}]
["Channel","Lining Profile","True Right Bank","Review","SHP","CNL",{"$f":"\"A_\"&tCodeLists[[#This Row],[Code Group]]&tCodeLists[[#This Row],[Specificaly]]","v":"A_SHPCNL"},{"$f":"LEN(tCodeLists[[#This Row],[Type Code]])","v":8},"RGHTBANK",{"$f":"LEN(tCodeLists[[#This Row],[Item Code]])","v":8},null,null,{"$f":"LEN(tCodeLists[[#This Row],[Selection Code]])","v":15}]
["Channel","Lining Profile","Undefined","Review","SHP","CNL",{"$f":"\"A_\"&tCodeLists[[#This Row],[Code Group]]&tCodeLists[[#This Row],[Specificaly]]","v":"A_SHPCNL"},{"$f":"LEN(tCodeLists[[#This Row],[Type Code]])","v":8},"NYD",{"$f":"LEN(tCodeLists[[#This Row],[Item Code]])","v":3},null,null,{"$f":"LEN(tCodeLists[[#This Row],[Selection Code]])","v":9}]
["Channel","Lining Profile","Not Applicable","Review","SHP","CNL",{"$f":"\"A_\"&tCodeLists[[#This Row],[Code Group]]&tCodeLists[[#This Row],[Specificaly]]","v":"A_SHPCNL"},{"$f":"LEN(tCodeLists[[#This Row],[Type Code]])","v":8},"NA",{"$f":"LEN(tCodeLists[[#This Row],[Item Code]])","v":2},null,null,{"$f":"LEN(tCodeLists[[#This Row],[Selection Code]])","v":14}]
["Chamber, Tank","Lid Shape","Circular",null,"SHP","LID",{"$f":"\"A_\"&tCodeLists[[#This Row],[Code Group]]&tCodeLists[[#This Row],[Specificaly]]","v":"A_SHPLID"},{"$f":"LEN(tCodeLists[[#This Row],[Type Code]])","v":8},"CIRCLE",{"$f":"LEN(tCodeLists[[#This Row],[Item Code]])","v":6},null,null,{"$f":"LEN(tCodeLists[[#This Row],[Selection Code]])","v":8}]
["Chamber, Tank","Lid Shape","Oval",null,"SHP","LID",{"$f":"\"A_\"&tCodeLists[[#This Row],[Code Group]]&tCodeLists[[#This Row],[Specificaly]]","v":"A_SHPLID"},{"$f":"LEN(tCodeLists[[#This Row],[Type Code]])","v":8},"OVAL",{"$f":"LEN(tCodeLists[[#This Row],[Item Code]])","v":4},null,null,{"$f":"LEN(tCodeLists[[#This Row],[Selection Code]])","v":4}]
["Chamber, Tank","Lid Shape","Rectangular",null,"SHP","LID",{"$f":"\"A_\"&tCodeLists[[#This Row],[Code Group]]&tCodeLists[[#This Row],[Specificaly]]","v":"A_SHPLID"},{"$f":"LEN(tCodeLists[[#This Row],[Type Code]])","v":8},"RECTANGL",{"$f":"LEN(tCodeLists[[#This Row],[Item Code]])","v":8},null,null,{"$f":"LEN(tCodeLists[[#This Row],[Selection Code]])","v":11}]
["Chamber, Tank","Lid Shape","Undefined",null,"SHP","LID",{"$f":"\"A_\"&tCodeLists[[#This Row],[Code Group]]&tCodeLists[[#This Row],[Specificaly]]","v":"A_SHPLID"},{"$f":"LEN(tCodeLists[[#This Row],[Type Code]])","v":8},"NYD",{"$f":"LEN(tCodeLists[[#This Row],[Item Code]])","v":3},null,null,{"$f":"LEN(tCodeLists[[#This Row],[Selection Code]])","v":9}]
["Pipe","Pipe Shape","Arch",null,"SHP","PIP",{"$f":"\"A_\"&tCodeLists[[#This Row],[Code Group]]&tCodeLists[[#This Row],[Specificaly]]","v":"A_SHPPIP"},{"$f":"LEN(tCodeLists[[#This Row],[Type Code]])","v":8},"ARCH",{"$f":"LEN(tCodeLists[[#This Row],[Item Code]])","v":4},null,null,{"$f":"LEN(tCodeLists[[#This Row],[Selection Code]])","v":4}]
["Pipe","Pipe Shape","Circular",null,"SHP","PIP",{"$f":"\"A_\"&tCodeLists[[#This Row],[Code Group]]&tCodeLists[[#This Row],[Specificaly]]","v":"A_SHPPIP"},{"$f":"LEN(tCodeLists[[#This Row],[Type Code]])","v":8},"CIRCLE",{"$f":"LEN(tCodeLists[[#This Row],[Item Code]])","v":6},null,null,{"$f":"LEN(tCodeLists[[#This Row],[Selection Code]])","v":8}]
["Pipe","Pipe Shape","Oval",null,"SHP","PIP",{"$f":"\"A_\"&tCodeLists[[#This Row],[Code Group]]&tCodeLists[[#This Row],[Specificaly]]","v":"A_SHPPIP"},{"$f":"LEN(tCodeLists[[#This Row],[Type Code]])","v":8},"OVAL",{"$f":"LEN(tCodeLists[[#This Row],[Item Code]])","v":4},null,null,{"$f":"LEN(tCodeLists[[#This Row],[Selection Code]])","v":4}]
["Pipe","Pipe Shape","Rectangular",null,"SHP","PIP",{"$f":"\"A_\"&tCodeLists[[#This Row],[Code Group]]&tCodeLists[[#This Row],[Specificaly]]","v":"A_SHPPIP"},{"$f":"LEN(tCodeLists[[#This Row],[Type Code]])","v":8},"RECTANGL",{"$f":"LEN(tCodeLists[[#This Row],[Item Code]])","v":8},null,null,{"$f":"LEN(tCodeLists[[#This Row],[Selection Code]])","v":11}]
["Pipe","Pipe Shape","Undefined",null,"SHP","PIP",{"$f":"\"A_\"&tCodeLists[[#This Row],[Code Group]]&tCodeLists[[#This Row],[Specificaly]]","v":"A_SHPPIP"},{"$f":"LEN(tCodeLists[[#This Row],[Type Code]])","v":8},"NYD",{"$f":"LEN(tCodeLists[[#This Row],[Item Code]])","v":3},null,null,{"$f":"LEN(tCodeLists[[#This Row],[Selection Code]])","v":9}]
["Tank","Tank Shape","Circular",null,"SHP","TNK",{"$f":"\"A_\"&tCodeLists[[#This Row],[Code Group]]&tCodeLists[[#This Row],[Specificaly]]","v":"A_SHPTNK"},{"$f":"LEN(tCodeLists[[#This Row],[Type Code]])","v":8},"CIRCLE",{"$f":"LEN(tCodeLists[[#This Row],[Item Code]])","v":6},null,null,{"$f":"LEN(tCodeLists[[#This Row],[Selection Code]])","v":8}]
["Tank","Tank Shape","Irregular",null,"SHP","TNK",{"$f":"\"A_\"&tCodeLists[[#This Row],[Code Group]]&tCodeLists[[#This Row],[Specificaly]]","v":"A_SHPTNK"},{"$f":"LEN(tCodeLists[[#This Row],[Type Code]])","v":8},"IRREGULR",{"$f":"LEN(tCodeLists[[#This Row],[Item Code]])","v":8},null,null,{"$f":"LEN(tCodeLists[[#This Row],[Selection Code]])","v":9}]
["Tank","Tank Shape","Oval",null,"SHP","TNK",{"$f":"\"A_\"&tCodeLists[[#This Row],[Code Group]]&tCodeLists[[#This Row],[Specificaly]]","v":"A_SHPTNK"},{"$f":"LEN(tCodeLists[[#This Row],[Type Code]])","v":8},"OVAL",{"$f":"LEN(tCodeLists[[#This Row],[Item Code]])","v":4},null,null,{"$f":"LEN(tCodeLists[[#This Row],[Selection Code]])","v":4}]
["Tank","Tank Shape","Rectangular",null,"SHP","TNK",{"$f":"\"A_\"&tCodeLists[[#This Row],[Code Group]]&tCodeLists[[#This Row],[Specificaly]]","v":"A_SHPTNK"},{"$f":"LEN(tCodeLists[[#This Row],[Type Code]])","v":8},"RECTANGL",{"$f":"LEN(tCodeLists[[#This Row],[Item Code]])","v":8},null,null,{"$f":"LEN(tCodeLists[[#This Row],[Selection Code]])","v":11}]
["Tank","Tank Shape","Undefined",null,"SHP","TNK",{"$f":"\"A_\"&tCodeLists[[#This Row],[Code Group]]&tCodeLists[[#This Row],[Specificaly]]","v":"A_SHPTNK"},{"$f":"LEN(tCodeLists[[#This Row],[Type Code]])","v":8},"NYD",{"$f":"LEN(tCodeLists[[#This Row],[Item Code]])","v":3},null,null,{"$f":"LEN(tCodeLists[[#This Row],[Selection Code]])","v":9}]
["Structure","Weir Profile","Irregular","Review - Do we need any more weir types (emailed Owen D 12/10/17)","SHP","WER",{"$f":"\"A_\"&tCodeLists[[#This Row],[Code Group]]&tCodeLists[[#This Row],[Specificaly]]","v":"A_SHPWER"},{"$f":"LEN(tCodeLists[[#This Row],[Type Code]])","v":8},"IRREGULR",{"$f":"LEN(tCodeLists[[#This Row],[Item Code]])","v":8},null,null,{"$f":"LEN(tCodeLists[[#This Row],[Selection Code]])","v":9}]
["Structure","Weir Profile","Rectangular","Review - Do we need any more weir types (emailed Owen D 12/10/17)","SHP","WER",{"$f":"\"A_\"&tCodeLists[[#This Row],[Code Group]]&tCodeLists[[#This Row],[Specificaly]]","v":"A_SHPWER"},{"$f":"LEN(tCodeLists[[#This Row],[Type Code]])","v":8},"RECTANGL",{"$f":"LEN(tCodeLists[[#This Row],[Item Code]])","v":8},null,null,{"$f":"LEN(tCodeLists[[#This Row],[Selection Code]])","v":11}]
["Structure","Weir Profile","Trapezoidal","Review - Do we need any more weir types (emailed Owen D 12/10/17)","SHP","WER",{"$f":"\"A_\"&tCodeLists[[#This Row],[Code Group]]&tCodeLists[[#This Row],[Specificaly]]","v":"A_SHPWER"},{"$f":"LEN(tCodeLists[[#This Row],[Type Code]])","v":8},"TRAPZOID",{"$f":"LEN(tCodeLists[[#This Row],[Item Code]])","v":8},null,null,{"$f":"LEN(tCodeLists[[#This Row],[Selection Code]])","v":11}]
["Structure","Weir Profile","Undefined",null,"SHP","WER",{"$f":"\"A_\"&tCodeLists[[#This Row],[Code Group]]&tCodeLists[[#This Row],[Specificaly]]","v":"A_SHPWER"},{"$f":"LEN(tCodeLists[[#This Row],[Type Code]])","v":8},"NYD",{"$f":"LEN(tCodeLists[[#This Row],[Item Code]])","v":3},null,null,{"$f":"LEN(tCodeLists[[#This Row],[Selection Code]])","v":9}]
["Structure","Weir Profile","V-notch","Review - Do we need any more weir types (emailed Owen D 12/10/17)","SHP","WER",{"$f":"\"A_\"&tCodeLists[[#This Row],[Code Group]]&tCodeLists[[#This Row],[Specificaly]]","v":"A_SHPWER"},{"$f":"LEN(tCodeLists[[#This Row],[Type Code]])","v":8},"VEENOTCH",{"$f":"LEN(tCodeLists[[#This Row],[Item Code]])","v":8},null,null,{"$f":"LEN(tCodeLists[[#This Row],[Selection Code]])","v":7}]
["Channel","Base Flow","Ephemeral","Reviewed and agreed 28/2/2018","STT","CNL",{"$f":"\"A_\"&tCodeLists[[#This Row],[Code Group]]&tCodeLists[[#This Row],[Specificaly]]","v":"A_STTCNL"},{"$f":"LEN(tCodeLists[[#This Row],[Type Code]])","v":8},"EPHEMERL",{"$f":"LEN(tCodeLists[[#This Row],[Item Code]])","v":8},null,null,{"$f":"LEN(tCodeLists[[#This Row],[Selection Code]])","v":9}]
["Channel","Base Flow","None","Reviewed and agreed 28/2/2018","STT","CNL",{"$f":"\"A_\"&tCodeLists[[#This Row],[Code Group]]&tCodeLists[[#This Row],[Specificaly]]","v":"A_STTCNL"},{"$f":"LEN(tCodeLists[[#This Row],[Type Code]])","v":8},"NONE",{"$f":"LEN(tCodeLists[[#This Row],[Item Code]])","v":4},null,null,{"$f":"LEN(tCodeLists[[#This Row],[Selection Code]])","v":4}]
["Channel","Base Flow","Perennial","Reviewed and agreed 28/2/2018","STT","CNL",{"$f":"\"A_\"&tCodeLists[[#This Row],[Code Group]]&tCodeLists[[#This Row],[Specificaly]]","v":"A_STTCNL"},{"$f":"LEN(tCodeLists[[#This Row],[Type Code]])","v":8},"PERENNIA",{"$f":"LEN(tCodeLists[[#This Row],[Item Code]])","v":8},null,null,{"$f":"LEN(tCodeLists[[#This Row],[Selection Code]])","v":9}]
["Channel","Base Flow","Undefined","Reviewed and agreed 28/2/2018","STT","CNL",{"$f":"\"A_\"&tCodeLists[[#This Row],[Code Group]]&tCodeLists[[#This Row],[Specificaly]]","v":"A_STTCNL"},{"$f":"LEN(tCodeLists[[#This Row],[Type Code]])","v":8},"UNKNOWN",{"$f":"LEN(tCodeLists[[#This Row],[Item Code]])","v":7},null,null,{"$f":"LEN(tCodeLists[[#This Row],[Selection Code]])","v":9}]
["Valve","Valve State","Dynamic","Review - Do we need this type?","STT","VLV",{"$f":"\"A_\"&tCodeLists[[#This Row],[Code Group]]&tCodeLists[[#This Row],[Specificaly]]","v":"A_STTVLV"},{"$f":"LEN(tCodeLists[[#This Row],[Type Code]])","v":8},"DYNAMIC",{"$f":"LEN(tCodeLists[[#This Row],[Item Code]])","v":7},null,null,{"$f":"LEN(tCodeLists[[#This Row],[Selection Code]])","v":7}]
["Valve","Valve State","Normally Closed",null,"STT","VLV",{"$f":"\"A_\"&tCodeLists[[#This Row],[Code Group]]&tCodeLists[[#This Row],[Specificaly]]","v":"A_STTVLV"},{"$f":"LEN(tCodeLists[[#This Row],[Type Code]])","v":8},"CLOSED",{"$f":"LEN(tCodeLists[[#This Row],[Item Code]])","v":6},null,null,{"$f":"LEN(tCodeLists[[#This Row],[Selection Code]])","v":15}]
["Valve","Valve State","Normally Open",null,"STT","VLV",{"$f":"\"A_\"&tCodeLists[[#This Row],[Code Group]]&tCodeLists[[#This Row],[Specificaly]]","v":"A_STTVLV"},{"$f":"LEN(tCodeLists[[#This Row],[Type Code]])","v":8},"OPEN",{"$f":"LEN(tCodeLists[[#This Row],[Item Code]])","v":4},null,null,{"$f":"LEN(tCodeLists[[#This Row],[Selection Code]])","v":13}]
["Valve","Valve State","Partially Opened","Review - Do we need this type?","STT","VLV",{"$f":"\"A_\"&tCodeLists[[#This Row],[Code Group]]&tCodeLists[[#This Row],[Specificaly]]","v":"A_STTVLV"},{"$f":"LEN(tCodeLists[[#This Row],[Type Code]])","v":8},"HALFOPEN",{"$f":"LEN(tCodeLists[[#This Row],[Item Code]])","v":8},null,null,{"$f":"LEN(tCodeLists[[#This Row],[Selection Code]])","v":16}]
["Valve","Valve State","Undefined",null,"STT","VLV",{"$f":"\"A_\"&tCodeLists[[#This Row],[Code Group]]&tCodeLists[[#This Row],[Specificaly]]","v":"A_STTVLV"},{"$f":"LEN(tCodeLists[[#This Row],[Type Code]])","v":8},"NYD",{"$f":"LEN(tCodeLists[[#This Row],[Item Code]])","v":3},null,null,{"$f":"LEN(tCodeLists[[#This Row],[Selection Code]])","v":9}]
["Mechanical Plant","Aerator Type","Submerged",null,"TYP","AIR",{"$f":"\"A_\"&tCodeLists[[#This Row],[Code Group]]&tCodeLists[[#This Row],[Specificaly]]","v":"A_TYPAIR"},{"$f":"LEN(tCodeLists[[#This Row],[Type Code]])","v":8},"SUBMERGE",{"$f":"LEN(tCodeLists[[#This Row],[Item Code]])","v":8},null,null,{"$f":"LEN(tCodeLists[[#This Row],[Selection Code]])","v":9}]
["Mechanical Plant","Aerator Type","Surface",null,"TYP","AIR",{"$f":"\"A_\"&tCodeLists[[#This Row],[Code Group]]&tCodeLists[[#This Row],[Specificaly]]","v":"A_TYPAIR"},{"$f":"LEN(tCodeLists[[#This Row],[Type Code]])","v":8},"SURFACE",{"$f":"LEN(tCodeLists[[#This Row],[Item Code]])","v":7},null,null,{"$f":"LEN(tCodeLists[[#This Row],[Selection Code]])","v":7}]
["Mechanical Plant","Aerator Type","Undefined",null,"TYP","AIR",{"$f":"\"A_\"&tCodeLists[[#This Row],[Code Group]]&tCodeLists[[#This Row],[Specificaly]]","v":"A_TYPAIR"},{"$f":"LEN(tCodeLists[[#This Row],[Type Code]])","v":8},"NYD",{"$f":"LEN(tCodeLists[[#This Row],[Item Code]])","v":3},null,null,{"$f":"LEN(tCodeLists[[#This Row],[Selection Code]])","v":9}]
["Service Connection","Backflow Type","Air Gap","Confirmed By Sean and Colin","TYP","BFW",{"$f":"\"A_\"&tCodeLists[[#This Row],[Code Group]]&tCodeLists[[#This Row],[Specificaly]]","v":"A_TYPBFW"},{"$f":"LEN(tCodeLists[[#This Row],[Type Code]])","v":8},"AIRGAP",{"$f":"LEN(tCodeLists[[#This Row],[Item Code]])","v":6},null,null,{"$f":"LEN(tCodeLists[[#This Row],[Selection Code]])","v":7}]
["Service Connection","Backflow Type","Double Check - Testable","Confirmed By Sean and Colin","TYP","BFW",{"$f":"\"A_\"&tCodeLists[[#This Row],[Code Group]]&tCodeLists[[#This Row],[Specificaly]]","v":"A_TYPBFW"},{"$f":"LEN(tCodeLists[[#This Row],[Type Code]])","v":8},"DUALTEST",{"$f":"LEN(tCodeLists[[#This Row],[Item Code]])","v":8},null,null,{"$f":"LEN(tCodeLists[[#This Row],[Selection Code]])","v":23}]
["Service Connection","Backflow Type","Dual Check - Non Testable","Confirmed By Sean and Colin","TYP","BFW",{"$f":"\"A_\"&tCodeLists[[#This Row],[Code Group]]&tCodeLists[[#This Row],[Specificaly]]","v":"A_TYPBFW"},{"$f":"LEN(tCodeLists[[#This Row],[Type Code]])","v":8},"DUALNOTS",{"$f":"LEN(tCodeLists[[#This Row],[Item Code]])","v":8},null,null,{"$f":"LEN(tCodeLists[[#This Row],[Selection Code]])","v":25}]
["Service Connection","Backflow Type","RPZ - Testable","Confirmed By Sean and Colin","TYP","BFW",{"$f":"\"A_\"&tCodeLists[[#This Row],[Code Group]]&tCodeLists[[#This Row],[Specificaly]]","v":"A_TYPBFW"},{"$f":"LEN(tCodeLists[[#This Row],[Type Code]])","v":8},"RPZTEST",{"$f":"LEN(tCodeLists[[#This Row],[Item Code]])","v":7},null,null,{"$f":"LEN(tCodeLists[[#This Row],[Selection Code]])","v":14}]
["Service Connection","Backflow Type","Single Check - Non Testable","Confirmed By Sean and Colin","TYP","BFW",{"$f":"\"A_\"&tCodeLists[[#This Row],[Code Group]]&tCodeLists[[#This Row],[Specificaly]]","v":"A_TYPBFW"},{"$f":"LEN(tCodeLists[[#This Row],[Type Code]])","v":8},"SOLONOTS",{"$f":"LEN(tCodeLists[[#This Row],[Item Code]])","v":8},null,null,{"$f":"LEN(tCodeLists[[#This Row],[Selection Code]])","v":27}]
["Service Connection","Backflow Type","Single Check - Testable","Confirmed By Sean and Colin","TYP","BFW",{"$f":"\"A_\"&tCodeLists[[#This Row],[Code Group]]&tCodeLists[[#This Row],[Specificaly]]","v":"A_TYPBFW"},{"$f":"LEN(tCodeLists[[#This Row],[Type Code]])","v":8},"SOLOTEST",{"$f":"LEN(tCodeLists[[#This Row],[Item Code]])","v":8},null,null,{"$f":"LEN(tCodeLists[[#This Row],[Selection Code]])","v":23}]
["Service Connection","Backflow Type","Undefined","Confirmed By Sean and Colin","TYP","BFW",{"$f":"\"A_\"&tCodeLists[[#This Row],[Code Group]]&tCodeLists[[#This Row],[Specificaly]]","v":"A_TYPBFW"},{"$f":"LEN(tCodeLists[[#This Row],[Type Code]])","v":8},"NYD",{"$f":"LEN(tCodeLists[[#This Row],[Item Code]])","v":3},null,null,{"$f":"LEN(tCodeLists[[#This Row],[Selection Code]])","v":9}]
["Electrical","Cable Type","Fibre Optic","Added by Mark (20/12/2018)","TYP","CBL",{"$f":"\"A_\"&tCodeLists[[#This Row],[Code Group]]&tCodeLists[[#This Row],[Specificaly]]","v":"A_TYPCBL"},{"$f":"LEN(tCodeLists[[#This Row],[Type Code]])","v":8},"FIBRE",{"$f":"LEN(tCodeLists[[#This Row],[Item Code]])","v":5},null,null,{"$f":"LEN(tCodeLists[[#This Row],[Selection Code]])","v":11}]
["Electrical","Cable Type","Flexible","Reviewed  by Nairns (email 30/11/2017)","TYP","CBL",{"$f":"\"A_\"&tCodeLists[[#This Row],[Code Group]]&tCodeLists[[#This Row],[Specificaly]]","v":"A_TYPCBL"},{"$f":"LEN(tCodeLists[[#This Row],[Type Code]])","v":8},"FLEXIBLE",{"$f":"LEN(tCodeLists[[#This Row],[Item Code]])","v":8},null,null,{"$f":"LEN(tCodeLists[[#This Row],[Selection Code]])","v":8}]
["Electrical","Cable Type","Heliax","Reviewed  by Nairns (email 30/11/2017)","TYP","CBL",{"$f":"\"A_\"&tCodeLists[[#This Row],[Code Group]]&tCodeLists[[#This Row],[Specificaly]]","v":"A_TYPCBL"},{"$f":"LEN(tCodeLists[[#This Row],[Type Code]])","v":8},"HELIAX",{"$f":"LEN(tCodeLists[[#This Row],[Item Code]])","v":6},null,null,{"$f":"LEN(tCodeLists[[#This Row],[Selection Code]])","v":6}]
["Electrical","Cable Type","Metallic sheathed","Reviewed  by Nairns (email 30/11/2017)","TYP","CBL",{"$f":"\"A_\"&tCodeLists[[#This Row],[Code Group]]&tCodeLists[[#This Row],[Specificaly]]","v":"A_TYPCBL"},{"$f":"LEN(tCodeLists[[#This Row],[Type Code]])","v":8},"METAL",{"$f":"LEN(tCodeLists[[#This Row],[Item Code]])","v":5},null,null,{"$f":"LEN(tCodeLists[[#This Row],[Selection Code]])","v":17}]
["Electrical","Cable Type","Multicore","Reviewed  by Nairns (email 30/11/2017)","TYP","CBL",{"$f":"\"A_\"&tCodeLists[[#This Row],[Code Group]]&tCodeLists[[#This Row],[Specificaly]]","v":"A_TYPCBL"},{"$f":"LEN(tCodeLists[[#This Row],[Type Code]])","v":8},"MULTICOR",{"$f":"LEN(tCodeLists[[#This Row],[Item Code]])","v":8},null,null,{"$f":"LEN(tCodeLists[[#This Row],[Selection Code]])","v":9}]
["Electrical","Cable Type","Non-metallic sheathed","Reviewed  by Nairns (email 30/11/2017)","TYP","CBL",{"$f":"\"A_\"&tCodeLists[[#This Row],[Code Group]]&tCodeLists[[#This Row],[Specificaly]]","v":"A_TYPCBL"},{"$f":"LEN(tCodeLists[[#This Row],[Type Code]])","v":8},"NONMETAL",{"$f":"LEN(tCodeLists[[#This Row],[Item Code]])","v":8},null,null,{"$f":"LEN(tCodeLists[[#This Row],[Selection Code]])","v":21}]
["Electrical","Cable Type","Paired","Reviewed  by Nairns (email 30/11/2017)","TYP","CBL",{"$f":"\"A_\"&tCodeLists[[#This Row],[Code Group]]&tCodeLists[[#This Row],[Specificaly]]","v":"A_TYPCBL"},{"$f":"LEN(tCodeLists[[#This Row],[Type Code]])","v":8},"PAIRED",{"$f":"LEN(tCodeLists[[#This Row],[Item Code]])","v":6},null,null,{"$f":"LEN(tCodeLists[[#This Row],[Selection Code]])","v":6}]
["Electrical","Cable Type","Portable","Reviewed  by Nairns (email 30/11/2017)","TYP","CBL",{"$f":"\"A_\"&tCodeLists[[#This Row],[Code Group]]&tCodeLists[[#This Row],[Specificaly]]","v":"A_TYPCBL"},{"$f":"LEN(tCodeLists[[#This Row],[Type Code]])","v":8},"PORTABLE",{"$f":"LEN(tCodeLists[[#This Row],[Item Code]])","v":8},null,null,{"$f":"LEN(tCodeLists[[#This Row],[Selection Code]])","v":8}]
["Electrical","Cable Type","Ribbon","Reviewed  by Nairns (email 30/11/2017)","TYP","CBL",{"$f":"\"A_\"&tCodeLists[[#This Row],[Code Group]]&tCodeLists[[#This Row],[Specificaly]]","v":"A_TYPCBL"},{"$f":"LEN(tCodeLists[[#This Row],[Type Code]])","v":8},"RIBBON",{"$f":"LEN(tCodeLists[[#This Row],[Item Code]])","v":6},null,null,{"$f":"LEN(tCodeLists[[#This Row],[Selection Code]])","v":6}]
["Electrical","Cable Type","Shielded","Reviewed  by Nairns (email 30/11/2017)","TYP","CBL",{"$f":"\"A_\"&tCodeLists[[#This Row],[Code Group]]&tCodeLists[[#This Row],[Specificaly]]","v":"A_TYPCBL"},{"$f":"LEN(tCodeLists[[#This Row],[Type Code]])","v":8},"SHIELDED",{"$f":"LEN(tCodeLists[[#This Row],[Item Code]])","v":8},null,null,{"$f":"LEN(tCodeLists[[#This Row],[Selection Code]])","v":8}]
["Electrical","Cable Type","Single","Reviewed  by Nairns (email 30/11/2017)","TYP","CBL",{"$f":"\"A_\"&tCodeLists[[#This Row],[Code Group]]&tCodeLists[[#This Row],[Specificaly]]","v":"A_TYPCBL"},{"$f":"LEN(tCodeLists[[#This Row],[Type Code]])","v":8},"SINGLE",{"$f":"LEN(tCodeLists[[#This Row],[Item Code]])","v":6},null,null,{"$f":"LEN(tCodeLists[[#This Row],[Selection Code]])","v":6}]
["Electrical","Cable Type","Twin lead","Reviewed  by Nairns (email 30/11/2017)","TYP","CBL",{"$f":"\"A_\"&tCodeLists[[#This Row],[Code Group]]&tCodeLists[[#This Row],[Specificaly]]","v":"A_TYPCBL"},{"$f":"LEN(tCodeLists[[#This Row],[Type Code]])","v":8},"TWINLEAD",{"$f":"LEN(tCodeLists[[#This Row],[Item Code]])","v":8},null,null,{"$f":"LEN(tCodeLists[[#This Row],[Selection Code]])","v":9}]
["Electrical","Cable Type","Twinax","Reviewed  by Nairns (email 30/11/2017)","TYP","CBL",{"$f":"\"A_\"&tCodeLists[[#This Row],[Code Group]]&tCodeLists[[#This Row],[Specificaly]]","v":"A_TYPCBL"},{"$f":"LEN(tCodeLists[[#This Row],[Type Code]])","v":8},"TWINAX",{"$f":"LEN(tCodeLists[[#This Row],[Item Code]])","v":6},null,null,{"$f":"LEN(tCodeLists[[#This Row],[Selection Code]])","v":6}]
["Electrical","Cable Type","Undefined","Reviewed  by Nairns (email 30/11/2017)","TYP","CBL",{"$f":"\"A_\"&tCodeLists[[#This Row],[Code Group]]&tCodeLists[[#This Row],[Specificaly]]","v":"A_TYPCBL"},{"$f":"LEN(tCodeLists[[#This Row],[Type Code]])","v":8},"UNKNOWN",{"$f":"LEN(tCodeLists[[#This Row],[Item Code]])","v":7},null,null,{"$f":"LEN(tCodeLists[[#This Row],[Selection Code]])","v":9}]
["Instrument","Comms Protocol","0-5 volts","Confirmed By Daniel Wilkes  15/11/2017","TYP","COM",{"$f":"\"A_\"&tCodeLists[[#This Row],[Code Group]]&tCodeLists[[#This Row],[Specificaly]]","v":"A_TYPCOM"},{"$f":"LEN(tCodeLists[[#This Row],[Type Code]])","v":8},"0-5V",{"$f":"LEN(tCodeLists[[#This Row],[Item Code]])","v":4},null,null,{"$f":"LEN(tCodeLists[[#This Row],[Selection Code]])","v":9}]
["Instrument","Comms Protocol","4-20mA","Confirmed By Daniel Wilkes  15/11/2017","TYP","COM",{"$f":"\"A_\"&tCodeLists[[#This Row],[Code Group]]&tCodeLists[[#This Row],[Specificaly]]","v":"A_TYPCOM"},{"$f":"LEN(tCodeLists[[#This Row],[Type Code]])","v":8},"4-20MA",{"$f":"LEN(tCodeLists[[#This Row],[Item Code]])","v":6},null,null,{"$f":"LEN(tCodeLists[[#This Row],[Selection Code]])","v":6}]
["Instrument","Comms Protocol","Datran","Confirmed By Daniel Wilkes  15/11/2017","TYP","COM",{"$f":"\"A_\"&tCodeLists[[#This Row],[Code Group]]&tCodeLists[[#This Row],[Specificaly]]","v":"A_TYPCOM"},{"$f":"LEN(tCodeLists[[#This Row],[Type Code]])","v":8},"DATRAN",{"$f":"LEN(tCodeLists[[#This Row],[Item Code]])","v":6},null,null,{"$f":"LEN(tCodeLists[[#This Row],[Selection Code]])","v":6}]
["Instrument","Comms Protocol","DF1","Confirmed By Daniel Wilkes  15/11/2017","TYP","COM",{"$f":"\"A_\"&tCodeLists[[#This Row],[Code Group]]&tCodeLists[[#This Row],[Specificaly]]","v":"A_TYPCOM"},{"$f":"LEN(tCodeLists[[#This Row],[Type Code]])","v":8},"DF1",{"$f":"LEN(tCodeLists[[#This Row],[Item Code]])","v":3},null,null,{"$f":"LEN(tCodeLists[[#This Row],[Selection Code]])","v":3}]
["Instrument","Comms Protocol","Modbus","Confirmed By Daniel Wilkes  15/11/2017","TYP","COM",{"$f":"\"A_\"&tCodeLists[[#This Row],[Code Group]]&tCodeLists[[#This Row],[Specificaly]]","v":"A_TYPCOM"},{"$f":"LEN(tCodeLists[[#This Row],[Type Code]])","v":8},"MODBUS",{"$f":"LEN(tCodeLists[[#This Row],[Item Code]])","v":6},null,null,{"$f":"LEN(tCodeLists[[#This Row],[Selection Code]])","v":6}]
["Instrument","Comms Protocol","RS232","Confirmed By Daniel Wilkes  15/11/2017","TYP","COM",{"$f":"\"A_\"&tCodeLists[[#This Row],[Code Group]]&tCodeLists[[#This Row],[Specificaly]]","v":"A_TYPCOM"},{"$f":"LEN(tCodeLists[[#This Row],[Type Code]])","v":8},"RS232",{"$f":"LEN(tCodeLists[[#This Row],[Item Code]])","v":5},null,null,{"$f":"LEN(tCodeLists[[#This Row],[Selection Code]])","v":5}]
["Instrument","Comms Protocol","Undefined","Confirmed By Daniel Wilkes  15/11/2017","TYP","COM",{"$f":"\"A_\"&tCodeLists[[#This Row],[Code Group]]&tCodeLists[[#This Row],[Specificaly]]","v":"A_TYPCOM"},{"$f":"LEN(tCodeLists[[#This Row],[Type Code]])","v":8},"NYD",{"$f":"LEN(tCodeLists[[#This Row],[Item Code]])","v":3},null,null,{"$f":"LEN(tCodeLists[[#This Row],[Selection Code]])","v":9}]
["Mechanical Plant","Control Type","Automatic",null,"TYP","CTL",{"$f":"\"A_\"&tCodeLists[[#This Row],[Code Group]]&tCodeLists[[#This Row],[Specificaly]]","v":"A_TYPCTL"},{"$f":"LEN(tCodeLists[[#This Row],[Type Code]])","v":8},"AUTO",{"$f":"LEN(tCodeLists[[#This Row],[Item Code]])","v":4},null,null,{"$f":"LEN(tCodeLists[[#This Row],[Selection Code]])","v":9}]
["Mechanical Plant","Control Type","Manual",null,"TYP","CTL",{"$f":"\"A_\"&tCodeLists[[#This Row],[Code Group]]&tCodeLists[[#This Row],[Specificaly]]","v":"A_TYPCTL"},{"$f":"LEN(tCodeLists[[#This Row],[Type Code]])","v":8},"MANUAL",{"$f":"LEN(tCodeLists[[#This Row],[Item Code]])","v":6},null,null,{"$f":"LEN(tCodeLists[[#This Row],[Selection Code]])","v":6}]
["Mechanical Plant","Control Type","SCADA",null,"TYP","CTL",{"$f":"\"A_\"&tCodeLists[[#This Row],[Code Group]]&tCodeLists[[#This Row],[Specificaly]]","v":"A_TYPCTL"},{"$f":"LEN(tCodeLists[[#This Row],[Type Code]])","v":8},"SCADA",{"$f":"LEN(tCodeLists[[#This Row],[Item Code]])","v":5},null,null,{"$f":"LEN(tCodeLists[[#This Row],[Selection Code]])","v":5}]
["Mechanical Plant","Control Type","Semi-automatic",null,"TYP","CTL",{"$f":"\"A_\"&tCodeLists[[#This Row],[Code Group]]&tCodeLists[[#This Row],[Specificaly]]","v":"A_TYPCTL"},{"$f":"LEN(tCodeLists[[#This Row],[Type Code]])","v":8},"SEMIAUTO",{"$f":"LEN(tCodeLists[[#This Row],[Item Code]])","v":8},null,null,{"$f":"LEN(tCodeLists[[#This Row],[Selection Code]])","v":14}]
["Mechanical Plant","Control Type","Undefined",null,"TYP","CTL",{"$f":"\"A_\"&tCodeLists[[#This Row],[Code Group]]&tCodeLists[[#This Row],[Specificaly]]","v":"A_TYPCTL"},{"$f":"LEN(tCodeLists[[#This Row],[Type Code]])","v":8},"NYD",{"$f":"LEN(tCodeLists[[#This Row],[Item Code]])","v":3},null,null,{"$f":"LEN(tCodeLists[[#This Row],[Selection Code]])","v":9}]
["Pump","Drive Type","Direct On Line","Reviewed - Daniel Wilkes suggested this list","TYP","DRV",{"$f":"\"A_\"&tCodeLists[[#This Row],[Code Group]]&tCodeLists[[#This Row],[Specificaly]]","v":"A_TYPDRV"},{"$f":"LEN(tCodeLists[[#This Row],[Type Code]])","v":8},"DIRECTON",{"$f":"LEN(tCodeLists[[#This Row],[Item Code]])","v":8},null,null,{"$f":"LEN(tCodeLists[[#This Row],[Selection Code]])","v":14}]
["Pump","Drive Type","Soft Starter","Reviewed - Daniel Wilkes suggested this list","TYP","DRV",{"$f":"\"A_\"&tCodeLists[[#This Row],[Code Group]]&tCodeLists[[#This Row],[Specificaly]]","v":"A_TYPDRV"},{"$f":"LEN(tCodeLists[[#This Row],[Type Code]])","v":8},"SOFTSTRT",{"$f":"LEN(tCodeLists[[#This Row],[Item Code]])","v":8},null,null,{"$f":"LEN(tCodeLists[[#This Row],[Selection Code]])","v":12}]
["Pump","Drive Type","Undefined","Reviewed - Daniel Wilkes suggested this list","TYP","DRV",{"$f":"\"A_\"&tCodeLists[[#This Row],[Code Group]]&tCodeLists[[#This Row],[Specificaly]]","v":"A_TYPDRV"},{"$f":"LEN(tCodeLists[[#This Row],[Type Code]])","v":8},"NYD",{"$f":"LEN(tCodeLists[[#This Row],[Item Code]])","v":3},null,null,{"$f":"LEN(tCodeLists[[#This Row],[Selection Code]])","v":9}]
["Pump","Drive Type","Variable Speed Drive","Reviewed - Daniel Wilkes suggested this list","TYP","DRV",{"$f":"\"A_\"&tCodeLists[[#This Row],[Code Group]]&tCodeLists[[#This Row],[Specificaly]]","v":"A_TYPDRV"},{"$f":"LEN(tCodeLists[[#This Row],[Type Code]])","v":8},"VSD",{"$f":"LEN(tCodeLists[[#This Row],[Item Code]])","v":3},null,null,{"$f":"LEN(tCodeLists[[#This Row],[Selection Code]])","v":20}]
["Chamber","Filter Type","Sump Basket",null,"TYP","FIL",{"$f":"\"A_\"&tCodeLists[[#This Row],[Code Group]]&tCodeLists[[#This Row],[Specificaly]]","v":"A_TYPFIL"},{"$f":"LEN(tCodeLists[[#This Row],[Type Code]])","v":8},"BASKET",{"$f":"LEN(tCodeLists[[#This Row],[Item Code]])","v":6},null,null,{"$f":"LEN(tCodeLists[[#This Row],[Selection Code]])","v":11}]
["Chamber","Filter Type","Soakpit",null,"TYP","FIL",{"$f":"\"A_\"&tCodeLists[[#This Row],[Code Group]]&tCodeLists[[#This Row],[Specificaly]]","v":"A_TYPFIL"},{"$f":"LEN(tCodeLists[[#This Row],[Type Code]])","v":8},"SOAKPIT",{"$f":"LEN(tCodeLists[[#This Row],[Item Code]])","v":7},null,null,{"$f":"LEN(tCodeLists[[#This Row],[Selection Code]])","v":7}]
["Chamber","Filter Type","Inline Strainer",null,"TYP","FIL",{"$f":"\"A_\"&tCodeLists[[#This Row],[Code Group]]&tCodeLists[[#This Row],[Specificaly]]","v":"A_TYPFIL"},{"$f":"LEN(tCodeLists[[#This Row],[Type Code]])","v":8},"STRAINER",{"$f":"LEN(tCodeLists[[#This Row],[Item Code]])","v":8},null,null,{"$f":"LEN(tCodeLists[[#This Row],[Selection Code]])","v":15}]
["Chamber","Filter Type","Cartridge Filter",null,"TYP","FIL",{"$f":"\"A_\"&tCodeLists[[#This Row],[Code Group]]&tCodeLists[[#This Row],[Specificaly]]","v":"A_TYPFIL"},{"$f":"LEN(tCodeLists[[#This Row],[Type Code]])","v":8},"CARTRIDG",{"$f":"LEN(tCodeLists[[#This Row],[Item Code]])","v":8},null,null,{"$f":"LEN(tCodeLists[[#This Row],[Selection Code]])","v":16}]
["Chamber","Filter Type","Undefined",null,"TYP","FIL",{"$f":"\"A_\"&tCodeLists[[#This Row],[Code Group]]&tCodeLists[[#This Row],[Specificaly]]","v":"A_TYPFIL"},{"$f":"LEN(tCodeLists[[#This Row],[Type Code]])","v":8},"NYD",{"$f":"LEN(tCodeLists[[#This Row],[Item Code]])","v":3},null,null,{"$f":"LEN(tCodeLists[[#This Row],[Selection Code]])","v":9}]
["Structure","Headwall Type","Headwall (No Apron)","Reviewed by Mark and Chris B (28/2/2018)","TYP","HWL",{"$f":"\"A_\"&tCodeLists[[#This Row],[Code Group]]&tCodeLists[[#This Row],[Specificaly]]","v":"A_TYPHWL"},{"$f":"LEN(tCodeLists[[#This Row],[Type Code]])","v":8},"HEDNAPRN",{"$f":"LEN(tCodeLists[[#This Row],[Item Code]])","v":8},null,null,{"$f":"LEN(tCodeLists[[#This Row],[Selection Code]])","v":19}]
["Structure","Headwall Type","Headwall (With Apron)","Reviewed by Mark and Chris B (28/2/2018)","TYP","HWL",{"$f":"\"A_\"&tCodeLists[[#This Row],[Code Group]]&tCodeLists[[#This Row],[Specificaly]]","v":"A_TYPHWL"},{"$f":"LEN(tCodeLists[[#This Row],[Type Code]])","v":8},"HEDAPRN",{"$f":"LEN(tCodeLists[[#This Row],[Item Code]])","v":7},null,null,{"$f":"LEN(tCodeLists[[#This Row],[Selection Code]])","v":21}]
["Structure","Headwall Type","Undefined","Reviewed by Mark and Chris B (28/2/2018)","TYP","HWL",{"$f":"\"A_\"&tCodeLists[[#This Row],[Code Group]]&tCodeLists[[#This Row],[Specificaly]]","v":"A_TYPHWL"},{"$f":"LEN(tCodeLists[[#This Row],[Type Code]])","v":8},"NYD",{"$f":"LEN(tCodeLists[[#This Row],[Item Code]])","v":3},null,null,{"$f":"LEN(tCodeLists[[#This Row],[Selection Code]])","v":9}]
["Structure","Headwall Type","Wingwall - Double","Reviewed by Mark and Chris B (28/2/2018)","TYP","HWL",{"$f":"\"A_\"&tCodeLists[[#This Row],[Code Group]]&tCodeLists[[#This Row],[Specificaly]]","v":"A_TYPHWL"},{"$f":"LEN(tCodeLists[[#This Row],[Type Code]])","v":8},"WNGDUB",{"$f":"LEN(tCodeLists[[#This Row],[Item Code]])","v":6},null,null,{"$f":"LEN(tCodeLists[[#This Row],[Selection Code]])","v":17}]
["Structure","Headwall Type","Wingwall - Long Throat","Reviewed by Mark and Chris B (28/2/2018)","TYP","HWL",{"$f":"\"A_\"&tCodeLists[[#This Row],[Code Group]]&tCodeLists[[#This Row],[Specificaly]]","v":"A_TYPHWL"},{"$f":"LEN(tCodeLists[[#This Row],[Type Code]])","v":8},"WNGLONG",{"$f":"LEN(tCodeLists[[#This Row],[Item Code]])","v":7},null,null,{"$f":"LEN(tCodeLists[[#This Row],[Selection Code]])","v":22}]
["Structure","Headwall Type","Wingwall - Split","Reviewed by Mark and Chris B (28/2/2018)","TYP","HWL",{"$f":"\"A_\"&tCodeLists[[#This Row],[Code Group]]&tCodeLists[[#This Row],[Specificaly]]","v":"A_TYPHWL"},{"$f":"LEN(tCodeLists[[#This Row],[Type Code]])","v":8},"WNGSPLIT",{"$f":"LEN(tCodeLists[[#This Row],[Item Code]])","v":8},null,null,{"$f":"LEN(tCodeLists[[#This Row],[Selection Code]])","v":16}]
["Structure","Headwall Type","Wingwall - Standard","Reviewed by Mark and Chris B (28/2/2018)","TYP","HWL",{"$f":"\"A_\"&tCodeLists[[#This Row],[Code Group]]&tCodeLists[[#This Row],[Specificaly]]","v":"A_TYPHWL"},{"$f":"LEN(tCodeLists[[#This Row],[Type Code]])","v":8},"WNGSTD",{"$f":"LEN(tCodeLists[[#This Row],[Item Code]])","v":6},null,null,{"$f":"LEN(tCodeLists[[#This Row],[Selection Code]])","v":19}]
["Pipe","Joint Type","Butt Weld",null,"TYP","JNT",{"$f":"\"A_\"&tCodeLists[[#This Row],[Code Group]]&tCodeLists[[#This Row],[Specificaly]]","v":"A_TYPJNT"},{"$f":"LEN(tCodeLists[[#This Row],[Type Code]])","v":8},"BUTTWELD",{"$f":"LEN(tCodeLists[[#This Row],[Item Code]])","v":8},null,null,{"$f":"LEN(tCodeLists[[#This Row],[Selection Code]])","v":9}]
["Pipe","Joint Type","Electro fusion Coupling Weld Joint (PE, Steel)",null,"TYP","JNT",{"$f":"\"A_\"&tCodeLists[[#This Row],[Code Group]]&tCodeLists[[#This Row],[Specificaly]]","v":"A_TYPJNT"},{"$f":"LEN(tCodeLists[[#This Row],[Type Code]])","v":8},"ELECTROF",{"$f":"LEN(tCodeLists[[#This Row],[Item Code]])","v":8},null,null,{"$f":"LEN(tCodeLists[[#This Row],[Selection Code]])","v":46}]
["Pipe","Joint Type","Flanged",null,"TYP","JNT",{"$f":"\"A_\"&tCodeLists[[#This Row],[Code Group]]&tCodeLists[[#This Row],[Specificaly]]","v":"A_TYPJNT"},{"$f":"LEN(tCodeLists[[#This Row],[Type Code]])","v":8},"FLANGED",{"$f":"LEN(tCodeLists[[#This Row],[Item Code]])","v":7},null,null,{"$f":"LEN(tCodeLists[[#This Row],[Selection Code]])","v":7}]
["Pipe","Joint Type","Flush Joint","Review - Does this exist in WDC","TYP","JNT",{"$f":"\"A_\"&tCodeLists[[#This Row],[Code Group]]&tCodeLists[[#This Row],[Specificaly]]","v":"A_TYPJNT"},{"$f":"LEN(tCodeLists[[#This Row],[Type Code]])","v":8},"FLUSH",{"$f":"LEN(tCodeLists[[#This Row],[Item Code]])","v":5},null,null,{"$f":"LEN(tCodeLists[[#This Row],[Selection Code]])","v":11}]
["Pipe","Joint Type","Fusion Welded",null,"TYP","JNT",{"$f":"\"A_\"&tCodeLists[[#This Row],[Code Group]]&tCodeLists[[#This Row],[Specificaly]]","v":"A_TYPJNT"},{"$f":"LEN(tCodeLists[[#This Row],[Type Code]])","v":8},"FUSIONWD",{"$f":"LEN(tCodeLists[[#This Row],[Item Code]])","v":8},null,null,{"$f":"LEN(tCodeLists[[#This Row],[Selection Code]])","v":13}]
["Pipe","Joint Type","Gibault",null,"TYP","JNT",{"$f":"\"A_\"&tCodeLists[[#This Row],[Code Group]]&tCodeLists[[#This Row],[Specificaly]]","v":"A_TYPJNT"},{"$f":"LEN(tCodeLists[[#This Row],[Type Code]])","v":8},"GIBAULT",{"$f":"LEN(tCodeLists[[#This Row],[Item Code]])","v":7},null,null,{"$f":"LEN(tCodeLists[[#This Row],[Selection Code]])","v":7}]
["Pipe","Joint Type","Mechanical Coupling Joint",null,"TYP","JNT",{"$f":"\"A_\"&tCodeLists[[#This Row],[Code Group]]&tCodeLists[[#This Row],[Specificaly]]","v":"A_TYPJNT"},{"$f":"LEN(tCodeLists[[#This Row],[Type Code]])","v":8},"MECHCOUP",{"$f":"LEN(tCodeLists[[#This Row],[Item Code]])","v":8},null,null,{"$f":"LEN(tCodeLists[[#This Row],[Selection Code]])","v":25}]
["Pipe","Joint Type","Push Fit",null,"TYP","JNT",{"$f":"\"A_\"&tCodeLists[[#This Row],[Code Group]]&tCodeLists[[#This Row],[Specificaly]]","v":"A_TYPJNT"},{"$f":"LEN(tCodeLists[[#This Row],[Type Code]])","v":8},"PUSHFIT",{"$f":"LEN(tCodeLists[[#This Row],[Item Code]])","v":7},null,null,{"$f":"LEN(tCodeLists[[#This Row],[Selection Code]])","v":8}]
["Pipe","Joint Type","Rubber Ring Joint",null,"TYP","JNT",{"$f":"\"A_\"&tCodeLists[[#This Row],[Code Group]]&tCodeLists[[#This Row],[Specificaly]]","v":"A_TYPJNT"},{"$f":"LEN(tCodeLists[[#This Row],[Type Code]])","v":8},"RBRING",{"$f":"LEN(tCodeLists[[#This Row],[Item Code]])","v":6},null,null,{"$f":"LEN(tCodeLists[[#This Row],[Selection Code]])","v":17}]
["Pipe","Joint Type","Rubber Ring Joint embedded with metallic locking segments (EG: Tyton- Lock)",null,"TYP","JNT",{"$f":"\"A_\"&tCodeLists[[#This Row],[Code Group]]&tCodeLists[[#This Row],[Specificaly]]","v":"A_TYPJNT"},{"$f":"LEN(tCodeLists[[#This Row],[Type Code]])","v":8},"RBRINGLK",{"$f":"LEN(tCodeLists[[#This Row],[Item Code]])","v":8},null,null,{"$f":"LEN(tCodeLists[[#This Row],[Selection Code]])","v":75}]
["Pipe","Joint Type","Solvent Cement Joint",null,"TYP","JNT",{"$f":"\"A_\"&tCodeLists[[#This Row],[Code Group]]&tCodeLists[[#This Row],[Specificaly]]","v":"A_TYPJNT"},{"$f":"LEN(tCodeLists[[#This Row],[Type Code]])","v":8},"SOLVENT",{"$f":"LEN(tCodeLists[[#This Row],[Item Code]])","v":7},null,null,{"$f":"LEN(tCodeLists[[#This Row],[Selection Code]])","v":20}]
["Pipe","Joint Type","Undefined",null,"TYP","JNT",{"$f":"\"A_\"&tCodeLists[[#This Row],[Code Group]]&tCodeLists[[#This Row],[Specificaly]]","v":"A_TYPJNT"},{"$f":"LEN(tCodeLists[[#This Row],[Type Code]])","v":8},"NYD",{"$f":"LEN(tCodeLists[[#This Row],[Item Code]])","v":3},null,null,{"$f":"LEN(tCodeLists[[#This Row],[Selection Code]])","v":9}]
["Chamber, Site Service, Tank","Lid Type","Grated",null,"TYP","LID",{"$f":"\"A_\"&tCodeLists[[#This Row],[Code Group]]&tCodeLists[[#This Row],[Specificaly]]","v":"A_TYPLID"},{"$f":"LEN(tCodeLists[[#This Row],[Type Code]])","v":8},"GRATED",{"$f":"LEN(tCodeLists[[#This Row],[Item Code]])","v":6},null,null,{"$f":"LEN(tCodeLists[[#This Row],[Selection Code]])","v":6}]
["Chamber, Site Service, Tank","Lid Type","Solid",null,"TYP","LID",{"$f":"\"A_\"&tCodeLists[[#This Row],[Code Group]]&tCodeLists[[#This Row],[Specificaly]]","v":"A_TYPLID"},{"$f":"LEN(tCodeLists[[#This Row],[Type Code]])","v":8},"SOLID",{"$f":"LEN(tCodeLists[[#This Row],[Item Code]])","v":5},null,null,{"$f":"LEN(tCodeLists[[#This Row],[Selection Code]])","v":5}]
["Chamber, Site Service, Tank","Lid Type","Undefined",null,"TYP","LID",{"$f":"\"A_\"&tCodeLists[[#This Row],[Code Group]]&tCodeLists[[#This Row],[Specificaly]]","v":"A_TYPLID"},{"$f":"LEN(tCodeLists[[#This Row],[Type Code]])","v":8},"NYD",{"$f":"LEN(tCodeLists[[#This Row],[Item Code]])","v":3},null,null,{"$f":"LEN(tCodeLists[[#This Row],[Selection Code]])","v":9}]
["Chamber, Site Service, Tank","Lid Type","Vented",null,"TYP","LID",{"$f":"\"A_\"&tCodeLists[[#This Row],[Code Group]]&tCodeLists[[#This Row],[Specificaly]]","v":"A_TYPLID"},{"$f":"LEN(tCodeLists[[#This Row],[Type Code]])","v":8},"VENTED",{"$f":"LEN(tCodeLists[[#This Row],[Item Code]])","v":6},null,null,{"$f":"LEN(tCodeLists[[#This Row],[Selection Code]])","v":6}]
["Service Connection","Meter Type","Electrical",null,"TYP","MTR",{"$f":"\"A_\"&tCodeLists[[#This Row],[Code Group]]&tCodeLists[[#This Row],[Specificaly]]","v":"A_TYPMTR"},{"$f":"LEN(tCodeLists[[#This Row],[Type Code]])","v":8},"ELEC",{"$f":"LEN(tCodeLists[[#This Row],[Item Code]])","v":4},null,null,{"$f":"LEN(tCodeLists[[#This Row],[Selection Code]])","v":10}]
["Service Connection","Meter Type","Mechanical",null,"TYP","MTR",{"$f":"\"A_\"&tCodeLists[[#This Row],[Code Group]]&tCodeLists[[#This Row],[Specificaly]]","v":"A_TYPMTR"},{"$f":"LEN(tCodeLists[[#This Row],[Type Code]])","v":8},"MECH",{"$f":"LEN(tCodeLists[[#This Row],[Item Code]])","v":4},null,null,{"$f":"LEN(tCodeLists[[#This Row],[Selection Code]])","v":10}]
["Service Connection","Meter Type","None",null,"TYP","MTR",{"$f":"\"A_\"&tCodeLists[[#This Row],[Code Group]]&tCodeLists[[#This Row],[Specificaly]]","v":"A_TYPMTR"},{"$f":"LEN(tCodeLists[[#This Row],[Type Code]])","v":8},"NONE",{"$f":"LEN(tCodeLists[[#This Row],[Item Code]])","v":4},null,null,{"$f":"LEN(tCodeLists[[#This Row],[Selection Code]])","v":4}]
["Service Connection","Meter Type","Non-Meter Ready",null,"TYP","MTR",{"$f":"\"A_\"&tCodeLists[[#This Row],[Code Group]]&tCodeLists[[#This Row],[Specificaly]]","v":"A_TYPMTR"},{"$f":"LEN(tCodeLists[[#This Row],[Type Code]])","v":8},"UNREADY",{"$f":"LEN(tCodeLists[[#This Row],[Item Code]])","v":7},null,null,{"$f":"LEN(tCodeLists[[#This Row],[Selection Code]])","v":15}]
["Service Connection","Meter Type","Not Yet Assessed",null,"TYP","MTR",{"$f":"\"A_\"&tCodeLists[[#This Row],[Code Group]]&tCodeLists[[#This Row],[Specificaly]]","v":"A_TYPMTR"},{"$f":"LEN(tCodeLists[[#This Row],[Type Code]])","v":8},"NYA",{"$f":"LEN(tCodeLists[[#This Row],[Item Code]])","v":3},null,null,{"$f":"LEN(tCodeLists[[#This Row],[Selection Code]])","v":16}]
["Service Connection","Meter Type","Undefined",null,"TYP","MTR",{"$f":"\"A_\"&tCodeLists[[#This Row],[Code Group]]&tCodeLists[[#This Row],[Specificaly]]","v":"A_TYPMTR"},{"$f":"LEN(tCodeLists[[#This Row],[Type Code]])","v":8},"NYD",{"$f":"LEN(tCodeLists[[#This Row],[Item Code]])","v":3},null,null,{"$f":"LEN(tCodeLists[[#This Row],[Selection Code]])","v":9}]
["Pipe","Pipe Type","Gravity",null,"TYP","PIP",{"$f":"\"A_\"&tCodeLists[[#This Row],[Code Group]]&tCodeLists[[#This Row],[Specificaly]]","v":"A_TYPPIP"},{"$f":"LEN(tCodeLists[[#This Row],[Type Code]])","v":8},"GRAVITY",{"$f":"LEN(tCodeLists[[#This Row],[Item Code]])","v":7},null,null,{"$f":"LEN(tCodeLists[[#This Row],[Selection Code]])","v":7}]
["Pipe","Pipe Type","Pressure",null,"TYP","PIP",{"$f":"\"A_\"&tCodeLists[[#This Row],[Code Group]]&tCodeLists[[#This Row],[Specificaly]]","v":"A_TYPPIP"},{"$f":"LEN(tCodeLists[[#This Row],[Type Code]])","v":8},"PRESSURE",{"$f":"LEN(tCodeLists[[#This Row],[Item Code]])","v":8},null,null,{"$f":"LEN(tCodeLists[[#This Row],[Selection Code]])","v":8}]
["Pipe","Pipe Type","Syphon",null,"TYP","PIP",{"$f":"\"A_\"&tCodeLists[[#This Row],[Code Group]]&tCodeLists[[#This Row],[Specificaly]]","v":"A_TYPPIP"},{"$f":"LEN(tCodeLists[[#This Row],[Type Code]])","v":8},"SYPHON",{"$f":"LEN(tCodeLists[[#This Row],[Item Code]])","v":6},null,null,{"$f":"LEN(tCodeLists[[#This Row],[Selection Code]])","v":6}]
["Pipe","Pipe Type","Undefined",null,"TYP","PIP",{"$f":"\"A_\"&tCodeLists[[#This Row],[Code Group]]&tCodeLists[[#This Row],[Specificaly]]","v":"A_TYPPIP"},{"$f":"LEN(tCodeLists[[#This Row],[Type Code]])","v":8},"NYD",{"$f":"LEN(tCodeLists[[#This Row],[Item Code]])","v":3},null,null,{"$f":"LEN(tCodeLists[[#This Row],[Selection Code]])","v":9}]
["Pipe","Pipe Type","Vacuum",null,"TYP","PIP",{"$f":"\"A_\"&tCodeLists[[#This Row],[Code Group]]&tCodeLists[[#This Row],[Specificaly]]","v":"A_TYPPIP"},{"$f":"LEN(tCodeLists[[#This Row],[Type Code]])","v":8},"VACUUM",{"$f":"LEN(tCodeLists[[#This Row],[Item Code]])","v":6},null,null,{"$f":"LEN(tCodeLists[[#This Row],[Selection Code]])","v":6}]
["Pump","Pump Type","Axial",null,"TYP","PMP",{"$f":"\"A_\"&tCodeLists[[#This Row],[Code Group]]&tCodeLists[[#This Row],[Specificaly]]","v":"A_TYPPMP"},{"$f":"LEN(tCodeLists[[#This Row],[Type Code]])","v":8},"AXIAL",{"$f":"LEN(tCodeLists[[#This Row],[Item Code]])","v":5},null,null,{"$f":"LEN(tCodeLists[[#This Row],[Selection Code]])","v":5}]
["Pump","Pump Type","Centrifugal",null,"TYP","PMP",{"$f":"\"A_\"&tCodeLists[[#This Row],[Code Group]]&tCodeLists[[#This Row],[Specificaly]]","v":"A_TYPPMP"},{"$f":"LEN(tCodeLists[[#This Row],[Type Code]])","v":8},"CENTRIFG",{"$f":"LEN(tCodeLists[[#This Row],[Item Code]])","v":8},null,null,{"$f":"LEN(tCodeLists[[#This Row],[Selection Code]])","v":11}]
["Pump","Pump Type","Horizontal - Multistage",null,"TYP","PMP",{"$f":"\"A_\"&tCodeLists[[#This Row],[Code Group]]&tCodeLists[[#This Row],[Specificaly]]","v":"A_TYPPMP"},{"$f":"LEN(tCodeLists[[#This Row],[Type Code]])","v":8},"MULTSTGH",{"$f":"LEN(tCodeLists[[#This Row],[Item Code]])","v":8},null,null,{"$f":"LEN(tCodeLists[[#This Row],[Selection Code]])","v":23}]
["Pump","Pump Type","Peristaltic",null,"TYP","PMP",{"$f":"\"A_\"&tCodeLists[[#This Row],[Code Group]]&tCodeLists[[#This Row],[Specificaly]]","v":"A_TYPPMP"},{"$f":"LEN(tCodeLists[[#This Row],[Type Code]])","v":8},"PERISTLC",{"$f":"LEN(tCodeLists[[#This Row],[Item Code]])","v":8},null,null,{"$f":"LEN(tCodeLists[[#This Row],[Selection Code]])","v":11}]
["Pump","Pump Type","Pressure",null,"TYP","PMP",{"$f":"\"A_\"&tCodeLists[[#This Row],[Code Group]]&tCodeLists[[#This Row],[Specificaly]]","v":"A_TYPPMP"},{"$f":"LEN(tCodeLists[[#This Row],[Type Code]])","v":8},"PRESSURE",{"$f":"LEN(tCodeLists[[#This Row],[Item Code]])","v":8},null,null,{"$f":"LEN(tCodeLists[[#This Row],[Selection Code]])","v":8}]
["Pump","Pump Type","Undefined",null,"TYP","PMP",{"$f":"\"A_\"&tCodeLists[[#This Row],[Code Group]]&tCodeLists[[#This Row],[Specificaly]]","v":"A_TYPPMP"},{"$f":"LEN(tCodeLists[[#This Row],[Type Code]])","v":8},"NYD",{"$f":"LEN(tCodeLists[[#This Row],[Item Code]])","v":3},null,null,{"$f":"LEN(tCodeLists[[#This Row],[Selection Code]])","v":9}]
["Pump","Pump Type","Vacuum",null,"TYP","PMP",{"$f":"\"A_\"&tCodeLists[[#This Row],[Code Group]]&tCodeLists[[#This Row],[Specificaly]]","v":"A_TYPPMP"},{"$f":"LEN(tCodeLists[[#This Row],[Type Code]])","v":8},"VACUUM",{"$f":"LEN(tCodeLists[[#This Row],[Item Code]])","v":6},null,null,{"$f":"LEN(tCodeLists[[#This Row],[Selection Code]])","v":6}]
["Pump","Pump Type","Vertical - Multistage",null,"TYP","PMP",{"$f":"\"A_\"&tCodeLists[[#This Row],[Code Group]]&tCodeLists[[#This Row],[Specificaly]]","v":"A_TYPPMP"},{"$f":"LEN(tCodeLists[[#This Row],[Type Code]])","v":8},"MULTSTGV",{"$f":"LEN(tCodeLists[[#This Row],[Item Code]])","v":8},null,null,{"$f":"LEN(tCodeLists[[#This Row],[Selection Code]])","v":21}]
["Service Connection","Restrictor Type","Acuflo","Confirmed By Sean De Roo  10/11/2017 NB BRAND NAME","TYP","RST",{"$f":"\"A_\"&tCodeLists[[#This Row],[Code Group]]&tCodeLists[[#This Row],[Specificaly]]","v":"A_TYPRST"},{"$f":"LEN(tCodeLists[[#This Row],[Type Code]])","v":8},"STANDARD",{"$f":"LEN(tCodeLists[[#This Row],[Item Code]])","v":8},null,null,{"$f":"LEN(tCodeLists[[#This Row],[Selection Code]])","v":6}]
["Service Connection","Restrictor Type","Other","Confirmed By Sean De Roo  10/11/2017","TYP","RST",{"$f":"\"A_\"&tCodeLists[[#This Row],[Code Group]]&tCodeLists[[#This Row],[Specificaly]]","v":"A_TYPRST"},{"$f":"LEN(tCodeLists[[#This Row],[Type Code]])","v":8},"OTHER",{"$f":"LEN(tCodeLists[[#This Row],[Item Code]])","v":5},null,null,{"$f":"LEN(tCodeLists[[#This Row],[Selection Code]])","v":5}]
["Service Connection","Restrictor Type","Undefined",null,"TYP","RST",{"$f":"\"A_\"&tCodeLists[[#This Row],[Code Group]]&tCodeLists[[#This Row],[Specificaly]]","v":"A_TYPRST"},{"$f":"LEN(tCodeLists[[#This Row],[Type Code]])","v":8},"NYD",{"$f":"LEN(tCodeLists[[#This Row],[Item Code]])","v":3},null,null,{"$f":"LEN(tCodeLists[[#This Row],[Selection Code]])","v":9}]
["Service Connection","Restrictor Type","Variable Flow Manifold (VFM)","Confirmed By Sean De Roo  10/11/2017","TYP","RST",{"$f":"\"A_\"&tCodeLists[[#This Row],[Code Group]]&tCodeLists[[#This Row],[Specificaly]]","v":"A_TYPRST"},{"$f":"LEN(tCodeLists[[#This Row],[Type Code]])","v":8},"VARIABLE",{"$f":"LEN(tCodeLists[[#This Row],[Item Code]])","v":8},null,null,{"$f":"LEN(tCodeLists[[#This Row],[Selection Code]])","v":28}]
["Chamber","Sump Filter Type","Sump Basket",null,"TYP","SMF",{"$f":"\"A_\"&tCodeLists[[#This Row],[Code Group]]&tCodeLists[[#This Row],[Specificaly]]","v":"A_TYPSMF"},{"$f":"LEN(tCodeLists[[#This Row],[Type Code]])","v":8},"BASKET",{"$f":"LEN(tCodeLists[[#This Row],[Item Code]])","v":6},null,null,{"$f":"LEN(tCodeLists[[#This Row],[Selection Code]])","v":11}]
["Chamber","Sump Type","Corner Sump","Added on 10 Dec 2018 after discussion with ChrisB","TYP","SMP",{"$f":"\"A_\"&tCodeLists[[#This Row],[Code Group]]&tCodeLists[[#This Row],[Specificaly]]","v":"A_TYPSMP"},{"$f":"LEN(tCodeLists[[#This Row],[Type Code]])","v":8},"CORNER",{"$f":"LEN(tCodeLists[[#This Row],[Item Code]])","v":6},null,null,{"$f":"LEN(tCodeLists[[#This Row],[Selection Code]])","v":11}]
["Chamber","Sump Type","Double Bubble-up Sump","Added on 10 Dec 2018 after discussion with ChrisB","TYP","SMP",{"$f":"\"A_\"&tCodeLists[[#This Row],[Code Group]]&tCodeLists[[#This Row],[Specificaly]]","v":"A_TYPSMP"},{"$f":"LEN(tCodeLists[[#This Row],[Type Code]])","v":8},"BUBBLE2",{"$f":"LEN(tCodeLists[[#This Row],[Item Code]])","v":7},null,null,{"$f":"LEN(tCodeLists[[#This Row],[Selection Code]])","v":21}]
["Chamber","Sump Type","Double Sump","Added on 10 Dec 2018 after discussion with ChrisB","TYP","SMP",{"$f":"\"A_\"&tCodeLists[[#This Row],[Code Group]]&tCodeLists[[#This Row],[Specificaly]]","v":"A_TYPSMP"},{"$f":"LEN(tCodeLists[[#This Row],[Type Code]])","v":8},"DOUBLE",{"$f":"LEN(tCodeLists[[#This Row],[Item Code]])","v":6},null,null,{"$f":"LEN(tCodeLists[[#This Row],[Selection Code]])","v":11}]
["Chamber","Sump Type","High Capacity Sump","Added on 10 Dec 2018 after discussion with ChrisB","TYP","SMP",{"$f":"\"A_\"&tCodeLists[[#This Row],[Code Group]]&tCodeLists[[#This Row],[Specificaly]]","v":"A_TYPSMP"},{"$f":"LEN(tCodeLists[[#This Row],[Type Code]])","v":8},"HIGHCAP",{"$f":"LEN(tCodeLists[[#This Row],[Item Code]])","v":7},null,null,{"$f":"LEN(tCodeLists[[#This Row],[Selection Code]])","v":18}]
["Chamber","Sump Type","Single Bubble-up Sump","Added on 10 Dec 2018 after discussion with ChrisB","TYP","SMP",{"$f":"\"A_\"&tCodeLists[[#This Row],[Code Group]]&tCodeLists[[#This Row],[Specificaly]]","v":"A_TYPSMP"},{"$f":"LEN(tCodeLists[[#This Row],[Type Code]])","v":8},"BUBBLE1",{"$f":"LEN(tCodeLists[[#This Row],[Item Code]])","v":7},null,null,{"$f":"LEN(tCodeLists[[#This Row],[Selection Code]])","v":21}]
["Chamber","Sump Type","Single Sump","Added on 10 Dec 2018 after discussion with ChrisB","TYP","SMP",{"$f":"\"A_\"&tCodeLists[[#This Row],[Code Group]]&tCodeLists[[#This Row],[Specificaly]]","v":"A_TYPSMP"},{"$f":"LEN(tCodeLists[[#This Row],[Type Code]])","v":8},"SINGLE",{"$f":"LEN(tCodeLists[[#This Row],[Item Code]])","v":6},null,null,{"$f":"LEN(tCodeLists[[#This Row],[Selection Code]])","v":11}]
["Chamber","Sump Type","Small Trafficable Sump","Added on 10 Dec 2018 after discussion with ChrisB","TYP","SMP",{"$f":"\"A_\"&tCodeLists[[#This Row],[Code Group]]&tCodeLists[[#This Row],[Specificaly]]","v":"A_TYPSMP"},{"$f":"LEN(tCodeLists[[#This Row],[Type Code]])","v":8},"TRAFFIC",{"$f":"LEN(tCodeLists[[#This Row],[Item Code]])","v":7},null,null,{"$f":"LEN(tCodeLists[[#This Row],[Selection Code]])","v":22}]
["Chamber","Sump Type","Triple Sump","Added on 10 Dec 2018 after discussion with ChrisB","TYP","SMP",{"$f":"\"A_\"&tCodeLists[[#This Row],[Code Group]]&tCodeLists[[#This Row],[Specificaly]]","v":"A_TYPSMP"},{"$f":"LEN(tCodeLists[[#This Row],[Type Code]])","v":8},"TRIPLE",{"$f":"LEN(tCodeLists[[#This Row],[Item Code]])","v":6},null,null,{"$f":"LEN(tCodeLists[[#This Row],[Selection Code]])","v":11}]
["Node","Support Type","Anchor Block","New Inclusion 1/10/2018","TYP","SUP",{"$f":"\"A_\"&tCodeLists[[#This Row],[Code Group]]&tCodeLists[[#This Row],[Specificaly]]","v":"A_TYPSUP"},{"$f":"LEN(tCodeLists[[#This Row],[Type Code]])","v":8},"ANCHRSTD",{"$f":"LEN(tCodeLists[[#This Row],[Item Code]])","v":8},null,null,{"$f":"LEN(tCodeLists[[#This Row],[Selection Code]])","v":12}]
["Node","Support Type","Oversized Anchor Block","New Inclusion 1/10/2018","TYP","SUP",{"$f":"\"A_\"&tCodeLists[[#This Row],[Code Group]]&tCodeLists[[#This Row],[Specificaly]]","v":"A_TYPSUP"},{"$f":"LEN(tCodeLists[[#This Row],[Type Code]])","v":8},"ANCHRBIG",{"$f":"LEN(tCodeLists[[#This Row],[Item Code]])","v":8},null,null,{"$f":"LEN(tCodeLists[[#This Row],[Selection Code]])","v":22}]
["Node","Support Type","Oversized Thrust Block","New Inclusion 1/10/2018","TYP","SUP",{"$f":"\"A_\"&tCodeLists[[#This Row],[Code Group]]&tCodeLists[[#This Row],[Specificaly]]","v":"A_TYPSUP"},{"$f":"LEN(tCodeLists[[#This Row],[Type Code]])","v":8},"THRSTBIG",{"$f":"LEN(tCodeLists[[#This Row],[Item Code]])","v":8},null,null,{"$f":"LEN(tCodeLists[[#This Row],[Selection Code]])","v":22}]
["Node","Support Type","Thrust Block","New Inclusion 1/10/2018","TYP","SUP",{"$f":"\"A_\"&tCodeLists[[#This Row],[Code Group]]&tCodeLists[[#This Row],[Specificaly]]","v":"A_TYPSUP"},{"$f":"LEN(tCodeLists[[#This Row],[Type Code]])","v":8},"THRSTSTD",{"$f":"LEN(tCodeLists[[#This Row],[Item Code]])","v":8},null,null,{"$f":"LEN(tCodeLists[[#This Row],[Selection Code]])","v":12}]
["Service Connection, Valve","Valve Type","Air Release (Standard)",null,"TYP","VLV",{"$f":"\"A_\"&tCodeLists[[#This Row],[Code Group]]&tCodeLists[[#This Row],[Specificaly]]","v":"A_TYPVLV"},{"$f":"LEN(tCodeLists[[#This Row],[Type Code]])","v":8},"AIRREL",{"$f":"LEN(tCodeLists[[#This Row],[Item Code]])","v":6},null,null,{"$f":"LEN(tCodeLists[[#This Row],[Selection Code]])","v":22}]
["Service Connection, Valve","Valve Type","Altitude","Review - Do we need?","TYP","VLV",{"$f":"\"A_\"&tCodeLists[[#This Row],[Code Group]]&tCodeLists[[#This Row],[Specificaly]]","v":"A_TYPVLV"},{"$f":"LEN(tCodeLists[[#This Row],[Type Code]])","v":8},"ALTITUDE",{"$f":"LEN(tCodeLists[[#This Row],[Item Code]])","v":8},null,null,{"$f":"LEN(tCodeLists[[#This Row],[Selection Code]])","v":8}]
["Service Connection, Valve","Valve Type","Ball",null,"TYP","VLV",{"$f":"\"A_\"&tCodeLists[[#This Row],[Code Group]]&tCodeLists[[#This Row],[Specificaly]]","v":"A_TYPVLV"},{"$f":"LEN(tCodeLists[[#This Row],[Type Code]])","v":8},"BALL",{"$f":"LEN(tCodeLists[[#This Row],[Item Code]])","v":4},null,null,{"$f":"LEN(tCodeLists[[#This Row],[Selection Code]])","v":4}]
["Service Connection, Valve","Valve Type","Butterfly",null,"TYP","VLV",{"$f":"\"A_\"&tCodeLists[[#This Row],[Code Group]]&tCodeLists[[#This Row],[Specificaly]]","v":"A_TYPVLV"},{"$f":"LEN(tCodeLists[[#This Row],[Type Code]])","v":8},"BUTTRFLY",{"$f":"LEN(tCodeLists[[#This Row],[Item Code]])","v":8},null,null,{"$f":"LEN(tCodeLists[[#This Row],[Selection Code]])","v":9}]
["Service Connection, Valve","Valve Type","Combination Air",null,"TYP","VLV",{"$f":"\"A_\"&tCodeLists[[#This Row],[Code Group]]&tCodeLists[[#This Row],[Specificaly]]","v":"A_TYPVLV"},{"$f":"LEN(tCodeLists[[#This Row],[Type Code]])","v":8},"COMBOAIR",{"$f":"LEN(tCodeLists[[#This Row],[Item Code]])","v":8},null,null,{"$f":"LEN(tCodeLists[[#This Row],[Selection Code]])","v":15}]
["Service Connection, Valve","Valve Type","Diaphragm","these are boundary kits","TYP","VLV",{"$f":"\"A_\"&tCodeLists[[#This Row],[Code Group]]&tCodeLists[[#This Row],[Specificaly]]","v":"A_TYPVLV"},{"$f":"LEN(tCodeLists[[#This Row],[Type Code]])","v":8},"DIAPHRAM",{"$f":"LEN(tCodeLists[[#This Row],[Item Code]])","v":8},null,null,{"$f":"LEN(tCodeLists[[#This Row],[Selection Code]])","v":9}]
["Service Connection, Valve","Valve Type","Duck Bill","Review - Do we need?","TYP","VLV",{"$f":"\"A_\"&tCodeLists[[#This Row],[Code Group]]&tCodeLists[[#This Row],[Specificaly]]","v":"A_TYPVLV"},{"$f":"LEN(tCodeLists[[#This Row],[Type Code]])","v":8},"DUCKBILL",{"$f":"LEN(tCodeLists[[#This Row],[Item Code]])","v":8},null,null,{"$f":"LEN(tCodeLists[[#This Row],[Selection Code]])","v":9}]
["Service Connection, Valve","Valve Type","Float",null,"TYP","VLV",{"$f":"\"A_\"&tCodeLists[[#This Row],[Code Group]]&tCodeLists[[#This Row],[Specificaly]]","v":"A_TYPVLV"},{"$f":"LEN(tCodeLists[[#This Row],[Type Code]])","v":8},"FLOAT",{"$f":"LEN(tCodeLists[[#This Row],[Item Code]])","v":5},null,null,{"$f":"LEN(tCodeLists[[#This Row],[Selection Code]])","v":5}]
["Service Connection, Valve","Valve Type","Flow Control",null,"TYP","VLV",{"$f":"\"A_\"&tCodeLists[[#This Row],[Code Group]]&tCodeLists[[#This Row],[Specificaly]]","v":"A_TYPVLV"},{"$f":"LEN(tCodeLists[[#This Row],[Type Code]])","v":8},"FLOWCTRL",{"$f":"LEN(tCodeLists[[#This Row],[Item Code]])","v":8},null,null,{"$f":"LEN(tCodeLists[[#This Row],[Selection Code]])","v":12}]
["Service Connection, Valve","Valve Type","Gate","Review - Do we need?","TYP","VLV",{"$f":"\"A_\"&tCodeLists[[#This Row],[Code Group]]&tCodeLists[[#This Row],[Specificaly]]","v":"A_TYPVLV"},{"$f":"LEN(tCodeLists[[#This Row],[Type Code]])","v":8},"GATE",{"$f":"LEN(tCodeLists[[#This Row],[Item Code]])","v":4},null,null,{"$f":"LEN(tCodeLists[[#This Row],[Selection Code]])","v":4}]
["Service Connection, Valve","Valve Type","Non Return Valve",null,"TYP","VLV",{"$f":"\"A_\"&tCodeLists[[#This Row],[Code Group]]&tCodeLists[[#This Row],[Specificaly]]","v":"A_TYPVLV"},{"$f":"LEN(tCodeLists[[#This Row],[Type Code]])","v":8},"NORETURN",{"$f":"LEN(tCodeLists[[#This Row],[Item Code]])","v":8},null,null,{"$f":"LEN(tCodeLists[[#This Row],[Selection Code]])","v":16}]
["Service Connection, Valve","Valve Type","Penstock",null,"TYP","VLV",{"$f":"\"A_\"&tCodeLists[[#This Row],[Code Group]]&tCodeLists[[#This Row],[Specificaly]]","v":"A_TYPVLV"},{"$f":"LEN(tCodeLists[[#This Row],[Type Code]])","v":8},"PENSTOCK",{"$f":"LEN(tCodeLists[[#This Row],[Item Code]])","v":8},null,null,{"$f":"LEN(tCodeLists[[#This Row],[Selection Code]])","v":8}]
["Service Connection, Valve","Valve Type","Plug (Tap)","Suggested By Kalley","TYP","VLV",{"$f":"\"A_\"&tCodeLists[[#This Row],[Code Group]]&tCodeLists[[#This Row],[Specificaly]]","v":"A_TYPVLV"},{"$f":"LEN(tCodeLists[[#This Row],[Type Code]])","v":8},"PLUGTAP",{"$f":"LEN(tCodeLists[[#This Row],[Item Code]])","v":7},null,null,{"$f":"LEN(tCodeLists[[#This Row],[Selection Code]])","v":10}]
["Service Connection, Valve","Valve Type","Undefined",null,"TYP","VLV",{"$f":"\"A_\"&tCodeLists[[#This Row],[Code Group]]&tCodeLists[[#This Row],[Specificaly]]","v":"A_TYPVLV"},{"$f":"LEN(tCodeLists[[#This Row],[Type Code]])","v":8},"NYD",{"$f":"LEN(tCodeLists[[#This Row],[Item Code]])","v":3},null,null,{"$f":"LEN(tCodeLists[[#This Row],[Selection Code]])","v":9}]
["Site Service","Lighting Type","Emergency","Review - Verify with Rob if this fits his needs (email 12/10/17)","USE","LHT",{"$f":"\"A_\"&tCodeLists[[#This Row],[Code Group]]&tCodeLists[[#This Row],[Specificaly]]","v":"A_USELHT"},{"$f":"LEN(tCodeLists[[#This Row],[Type Code]])","v":8},"EMRGENCY",{"$f":"LEN(tCodeLists[[#This Row],[Item Code]])","v":8},null,null,{"$f":"LEN(tCodeLists[[#This Row],[Selection Code]])","v":9}]
["Site Service","Lighting Type","General","Review - Verify with Rob if this fits his needs (email 12/10/17)","USE","LHT",{"$f":"\"A_\"&tCodeLists[[#This Row],[Code Group]]&tCodeLists[[#This Row],[Specificaly]]","v":"A_USELHT"},{"$f":"LEN(tCodeLists[[#This Row],[Type Code]])","v":8},"GENERAL",{"$f":"LEN(tCodeLists[[#This Row],[Item Code]])","v":7},null,null,{"$f":"LEN(tCodeLists[[#This Row],[Selection Code]])","v":7}]
["Site Service","Lighting Type","Inside","Review - Verify with Rob if this fits his needs (email 12/10/17)","USE","LHT",{"$f":"\"A_\"&tCodeLists[[#This Row],[Code Group]]&tCodeLists[[#This Row],[Specificaly]]","v":"A_USELHT"},{"$f":"LEN(tCodeLists[[#This Row],[Type Code]])","v":8},"INSIDE",{"$f":"LEN(tCodeLists[[#This Row],[Item Code]])","v":6},null,null,{"$f":"LEN(tCodeLists[[#This Row],[Selection Code]])","v":6}]
["Site Service","Lighting Type","Outside","Review - Verify with Rob if this fits his needs (email 12/10/17)","USE","LHT",{"$f":"\"A_\"&tCodeLists[[#This Row],[Code Group]]&tCodeLists[[#This Row],[Specificaly]]","v":"A_USELHT"},{"$f":"LEN(tCodeLists[[#This Row],[Type Code]])","v":8},"OUTSIDE",{"$f":"LEN(tCodeLists[[#This Row],[Item Code]])","v":7},null,null,{"$f":"LEN(tCodeLists[[#This Row],[Selection Code]])","v":7}]
["Site Service","Lighting Type","Undefined","Review - Verify with Rob if this fits his needs (email 12/10/17)","USE","LHT",{"$f":"\"A_\"&tCodeLists[[#This Row],[Code Group]]&tCodeLists[[#This Row],[Specificaly]]","v":"A_USELHT"},{"$f":"LEN(tCodeLists[[#This Row],[Type Code]])","v":8},"NYD",{"$f":"LEN(tCodeLists[[#This Row],[Item Code]])","v":3},null,null,{"$f":"LEN(tCodeLists[[#This Row],[Selection Code]])","v":9}]
["Pipe","Pipe Purpose","Bypass","Emergency","USE","PIP",{"$f":"\"A_\"&tCodeLists[[#This Row],[Code Group]]&tCodeLists[[#This Row],[Specificaly]]","v":"A_USEPIP"},{"$f":"LEN(tCodeLists[[#This Row],[Type Code]])","v":8},"BYPASS",{"$f":"LEN(tCodeLists[[#This Row],[Item Code]])","v":6},null,null,{"$f":"LEN(tCodeLists[[#This Row],[Selection Code]])","v":6}]
["Pipe","Pipe Purpose","Fire","Fire Connection dedicated","USE","PIP",{"$f":"\"A_\"&tCodeLists[[#This Row],[Code Group]]&tCodeLists[[#This Row],[Specificaly]]","v":"A_USEPIP"},{"$f":"LEN(tCodeLists[[#This Row],[Type Code]])","v":8},"FIRE",{"$f":"LEN(tCodeLists[[#This Row],[Item Code]])","v":4},null,null,{"$f":"LEN(tCodeLists[[#This Row],[Selection Code]])","v":4}]
["Pipe","Pipe Purpose","Flush","Flushing tanks","USE","PIP",{"$f":"\"A_\"&tCodeLists[[#This Row],[Code Group]]&tCodeLists[[#This Row],[Specificaly]]","v":"A_USEPIP"},{"$f":"LEN(tCodeLists[[#This Row],[Type Code]])","v":8},"FLUSH",{"$f":"LEN(tCodeLists[[#This Row],[Item Code]])","v":5},null,null,{"$f":"LEN(tCodeLists[[#This Row],[Selection Code]])","v":5}]
["Pipe","Pipe Purpose","Main","Default","USE","PIP",{"$f":"\"A_\"&tCodeLists[[#This Row],[Code Group]]&tCodeLists[[#This Row],[Specificaly]]","v":"A_USEPIP"},{"$f":"LEN(tCodeLists[[#This Row],[Type Code]])","v":8},"MAIN",{"$f":"LEN(tCodeLists[[#This Row],[Item Code]])","v":4},null,null,{"$f":"LEN(tCodeLists[[#This Row],[Selection Code]])","v":4}]
["Pipe","Pipe Purpose","Relief","Emergency (Overflow)","USE","PIP",{"$f":"\"A_\"&tCodeLists[[#This Row],[Code Group]]&tCodeLists[[#This Row],[Specificaly]]","v":"A_USEPIP"},{"$f":"LEN(tCodeLists[[#This Row],[Type Code]])","v":8},"RELIEF",{"$f":"LEN(tCodeLists[[#This Row],[Item Code]])","v":6},null,null,{"$f":"LEN(tCodeLists[[#This Row],[Selection Code]])","v":6}]
["Pipe","Pipe Purpose","Rider","Small main with connections","USE","PIP",{"$f":"\"A_\"&tCodeLists[[#This Row],[Code Group]]&tCodeLists[[#This Row],[Specificaly]]","v":"A_USEPIP"},{"$f":"LEN(tCodeLists[[#This Row],[Type Code]])","v":8},"RIDER",{"$f":"LEN(tCodeLists[[#This Row],[Item Code]])","v":5},null,null,{"$f":"LEN(tCodeLists[[#This Row],[Selection Code]])","v":5}]
["Pipe","Pipe Purpose","Rising","Sewer and drainage pressure pipes downstream of pump stations","USE","PIP",{"$f":"\"A_\"&tCodeLists[[#This Row],[Code Group]]&tCodeLists[[#This Row],[Specificaly]]","v":"A_USEPIP"},{"$f":"LEN(tCodeLists[[#This Row],[Type Code]])","v":8},"RISING",{"$f":"LEN(tCodeLists[[#This Row],[Item Code]])","v":6},null,null,{"$f":"LEN(tCodeLists[[#This Row],[Selection Code]])","v":6}]
["Pipe","Pipe Purpose","Service Line","Service Connections","USE","PIP",{"$f":"\"A_\"&tCodeLists[[#This Row],[Code Group]]&tCodeLists[[#This Row],[Specificaly]]","v":"A_USEPIP"},{"$f":"LEN(tCodeLists[[#This Row],[Type Code]])","v":8},"SERVICE",{"$f":"LEN(tCodeLists[[#This Row],[Item Code]])","v":7},null,null,{"$f":"LEN(tCodeLists[[#This Row],[Selection Code]])","v":12}]
["Pipe","Pipe Purpose","Supply","Source","USE","PIP",{"$f":"\"A_\"&tCodeLists[[#This Row],[Code Group]]&tCodeLists[[#This Row],[Specificaly]]","v":"A_USEPIP"},{"$f":"LEN(tCodeLists[[#This Row],[Type Code]])","v":8},"SUPPLY",{"$f":"LEN(tCodeLists[[#This Row],[Item Code]])","v":6},null,null,{"$f":"LEN(tCodeLists[[#This Row],[Selection Code]])","v":6}]
["Pipe","Pipe Purpose","Transfer","Main from source","USE","PIP",{"$f":"\"A_\"&tCodeLists[[#This Row],[Code Group]]&tCodeLists[[#This Row],[Specificaly]]","v":"A_USEPIP"},{"$f":"LEN(tCodeLists[[#This Row],[Type Code]])","v":8},"TRANSFER",{"$f":"LEN(tCodeLists[[#This Row],[Item Code]])","v":8},null,null,{"$f":"LEN(tCodeLists[[#This Row],[Selection Code]])","v":8}]
["Pipe","Pipe Purpose","Trunk","Large main not from source","USE","PIP",{"$f":"\"A_\"&tCodeLists[[#This Row],[Code Group]]&tCodeLists[[#This Row],[Specificaly]]","v":"A_USEPIP"},{"$f":"LEN(tCodeLists[[#This Row],[Type Code]])","v":8},"TRUNK",{"$f":"LEN(tCodeLists[[#This Row],[Item Code]])","v":5},null,null,{"$f":"LEN(tCodeLists[[#This Row],[Selection Code]])","v":5}]
["Pipe","Pipe Purpose","Undefined",null,"USE","PIP",{"$f":"\"A_\"&tCodeLists[[#This Row],[Code Group]]&tCodeLists[[#This Row],[Specificaly]]","v":"A_USEPIP"},{"$f":"LEN(tCodeLists[[#This Row],[Type Code]])","v":8},"NYD",{"$f":"LEN(tCodeLists[[#This Row],[Item Code]])","v":3},null,null,{"$f":"LEN(tCodeLists[[#This Row],[Selection Code]])","v":9}]
["Site","Reserves Act 1977","Local Reserve",null,"USE","RES",{"$f":"\"A_\"&tCodeLists[[#This Row],[Code Group]]&tCodeLists[[#This Row],[Specificaly]]","v":"A_USERES"},{"$f":"LEN(tCodeLists[[#This Row],[Type Code]])","v":8},"LOC",{"$f":"LEN(tCodeLists[[#This Row],[Item Code]])","v":3},null,null,{"$f":"LEN(tCodeLists[[#This Row],[Selection Code]])","v":13}]
["Site","Reserves Act 1977","Recreation Reserve",null,"USE","RES",{"$f":"\"A_\"&tCodeLists[[#This Row],[Code Group]]&tCodeLists[[#This Row],[Specificaly]]","v":"A_USERES"},{"$f":"LEN(tCodeLists[[#This Row],[Type Code]])","v":8},"REC",{"$f":"LEN(tCodeLists[[#This Row],[Item Code]])","v":3},null,null,{"$f":"LEN(tCodeLists[[#This Row],[Selection Code]])","v":18}]
["Site","Reserves Act 1977","Not Applicable",null,"USE","RES",{"$f":"\"A_\"&tCodeLists[[#This Row],[Code Group]]&tCodeLists[[#This Row],[Specificaly]]","v":"A_USERES"},{"$f":"LEN(tCodeLists[[#This Row],[Type Code]])","v":8},"NA",{"$f":"LEN(tCodeLists[[#This Row],[Item Code]])","v":2},null,null,{"$f":"LEN(tCodeLists[[#This Row],[Selection Code]])","v":14}]
["Site","Reserves Act 1977","Undefined",null,"USE","RES",{"$f":"\"A_\"&tCodeLists[[#This Row],[Code Group]]&tCodeLists[[#This Row],[Specificaly]]","v":"A_USERES"},{"$f":"LEN(tCodeLists[[#This Row],[Type Code]])","v":8},"NYD",{"$f":"LEN(tCodeLists[[#This Row],[Item Code]])","v":3},null,null,{"$f":"LEN(tCodeLists[[#This Row],[Selection Code]])","v":9}]
["Service Connection","Property Use","Accommodation"," Was Utility Connection Purpose","USE","SVC",{"$f":"\"A_\"&tCodeLists[[#This Row],[Code Group]]&tCodeLists[[#This Row],[Specificaly]]","v":"A_USESVC"},{"$f":"LEN(tCodeLists[[#This Row],[Type Code]])","v":8},"ACC",{"$f":"LEN(tCodeLists[[#This Row],[Item Code]])","v":3},null,null,{"$f":"LEN(tCodeLists[[#This Row],[Selection Code]])","v":13}]
["Service Connection","Property Use","Bar"," Was Utility Connection Purpose","USE","SVC",{"$f":"\"A_\"&tCodeLists[[#This Row],[Code Group]]&tCodeLists[[#This Row],[Specificaly]]","v":"A_USESVC"},{"$f":"LEN(tCodeLists[[#This Row],[Type Code]])","v":8},"BAR",{"$f":"LEN(tCodeLists[[#This Row],[Item Code]])","v":3},null,null,{"$f":"LEN(tCodeLists[[#This Row],[Selection Code]])","v":3}]
["Service Connection","Property Use","Council"," Was Utility Connection Purpose","USE","SVC",{"$f":"\"A_\"&tCodeLists[[#This Row],[Code Group]]&tCodeLists[[#This Row],[Specificaly]]","v":"A_USESVC"},{"$f":"LEN(tCodeLists[[#This Row],[Type Code]])","v":8},"CNCL",{"$f":"LEN(tCodeLists[[#This Row],[Item Code]])","v":4},null,null,{"$f":"LEN(tCodeLists[[#This Row],[Selection Code]])","v":7}]
["Service Connection","Property Use","Commercial"," Was Utility Connection Purpose","USE","SVC",{"$f":"\"A_\"&tCodeLists[[#This Row],[Code Group]]&tCodeLists[[#This Row],[Specificaly]]","v":"A_USESVC"},{"$f":"LEN(tCodeLists[[#This Row],[Type Code]])","v":8},"COM",{"$f":"LEN(tCodeLists[[#This Row],[Item Code]])","v":3},null,null,{"$f":"LEN(tCodeLists[[#This Row],[Selection Code]])","v":10}]
["Service Connection","Property Use","Domestic"," Was Utility Connection Purpose","USE","SVC",{"$f":"\"A_\"&tCodeLists[[#This Row],[Code Group]]&tCodeLists[[#This Row],[Specificaly]]","v":"A_USESVC"},{"$f":"LEN(tCodeLists[[#This Row],[Type Code]])","v":8},"DOM",{"$f":"LEN(tCodeLists[[#This Row],[Item Code]])","v":3},null,null,{"$f":"LEN(tCodeLists[[#This Row],[Selection Code]])","v":8}]
["Service Connection","Property Use","Industrial"," Was Utility Connection Purpose","USE","SVC",{"$f":"\"A_\"&tCodeLists[[#This Row],[Code Group]]&tCodeLists[[#This Row],[Specificaly]]","v":"A_USESVC"},{"$f":"LEN(tCodeLists[[#This Row],[Type Code]])","v":8},"IND",{"$f":"LEN(tCodeLists[[#This Row],[Item Code]])","v":3},null,null,{"$f":"LEN(tCodeLists[[#This Row],[Selection Code]])","v":10}]
["Service Connection","Property Use","Not Applicable"," Was Utility Connection Purpose","USE","SVC",{"$f":"\"A_\"&tCodeLists[[#This Row],[Code Group]]&tCodeLists[[#This Row],[Specificaly]]","v":"A_USESVC"},{"$f":"LEN(tCodeLists[[#This Row],[Type Code]])","v":8},"NA",{"$f":"LEN(tCodeLists[[#This Row],[Item Code]])","v":2},null,null,{"$f":"LEN(tCodeLists[[#This Row],[Selection Code]])","v":14}]
["Service Connection","Property Use","Undefined"," Was Utility Connection Purpose","USE","SVC",{"$f":"\"A_\"&tCodeLists[[#This Row],[Code Group]]&tCodeLists[[#This Row],[Specificaly]]","v":"A_USESVC"},{"$f":"LEN(tCodeLists[[#This Row],[Type Code]])","v":8},"NYD",{"$f":"LEN(tCodeLists[[#This Row],[Item Code]])","v":3},null,null,{"$f":"LEN(tCodeLists[[#This Row],[Selection Code]])","v":9}]
["Service Connection","Property Use","Office"," Was Utility Connection Purpose","USE","SVC",{"$f":"\"A_\"&tCodeLists[[#This Row],[Code Group]]&tCodeLists[[#This Row],[Specificaly]]","v":"A_USESVC"},{"$f":"LEN(tCodeLists[[#This Row],[Type Code]])","v":8},"OFF",{"$f":"LEN(tCodeLists[[#This Row],[Item Code]])","v":3},null,null,{"$f":"LEN(tCodeLists[[#This Row],[Selection Code]])","v":6}]
["Service Connection","Property Use","Other"," Was Utility Connection Purpose","USE","SVC",{"$f":"\"A_\"&tCodeLists[[#This Row],[Code Group]]&tCodeLists[[#This Row],[Specificaly]]","v":"A_USESVC"},{"$f":"LEN(tCodeLists[[#This Row],[Type Code]])","v":8},"OTHR",{"$f":"LEN(tCodeLists[[#This Row],[Item Code]])","v":4},null,null,{"$f":"LEN(tCodeLists[[#This Row],[Selection Code]])","v":5}]
["Service Connection","Property Use","Public Service"," Was Utility Connection Purpose","USE","SVC",{"$f":"\"A_\"&tCodeLists[[#This Row],[Code Group]]&tCodeLists[[#This Row],[Specificaly]]","v":"A_USESVC"},{"$f":"LEN(tCodeLists[[#This Row],[Type Code]])","v":8},"PUB",{"$f":"LEN(tCodeLists[[#This Row],[Item Code]])","v":3},null,null,{"$f":"LEN(tCodeLists[[#This Row],[Selection Code]])","v":14}]
["Service Connection","Property Use","Public Use"," Was Utility Connection Purpose","USE","SVC",{"$f":"\"A_\"&tCodeLists[[#This Row],[Code Group]]&tCodeLists[[#This Row],[Specificaly]]","v":"A_USESVC"},{"$f":"LEN(tCodeLists[[#This Row],[Type Code]])","v":8},"PUBUSE",{"$f":"LEN(tCodeLists[[#This Row],[Item Code]])","v":6},null,null,{"$f":"LEN(tCodeLists[[#This Row],[Selection Code]])","v":10}]
["Service Connection","Property Use","Residential"," Was Utility Connection Purpose","USE","SVC",{"$f":"\"A_\"&tCodeLists[[#This Row],[Code Group]]&tCodeLists[[#This Row],[Specificaly]]","v":"A_USESVC"},{"$f":"LEN(tCodeLists[[#This Row],[Type Code]])","v":8},"RESD",{"$f":"LEN(tCodeLists[[#This Row],[Item Code]])","v":4},null,null,{"$f":"LEN(tCodeLists[[#This Row],[Selection Code]])","v":11}]
["Service Connection","Property Use","Restaurant"," Was Utility Connection Purpose","USE","SVC",{"$f":"\"A_\"&tCodeLists[[#This Row],[Code Group]]&tCodeLists[[#This Row],[Specificaly]]","v":"A_USESVC"},{"$f":"LEN(tCodeLists[[#This Row],[Type Code]])","v":8},"REST",{"$f":"LEN(tCodeLists[[#This Row],[Item Code]])","v":4},null,null,{"$f":"LEN(tCodeLists[[#This Row],[Selection Code]])","v":10}]
["Service Connection","Property Use","Retail"," Was Utility Connection Purpose","USE","SVC",{"$f":"\"A_\"&tCodeLists[[#This Row],[Code Group]]&tCodeLists[[#This Row],[Specificaly]]","v":"A_USESVC"},{"$f":"LEN(tCodeLists[[#This Row],[Type Code]])","v":8},"RETL",{"$f":"LEN(tCodeLists[[#This Row],[Item Code]])","v":4},null,null,{"$f":"LEN(tCodeLists[[#This Row],[Selection Code]])","v":6}]
["Service Connection","Property Use","School"," Was Utility Connection Purpose","USE","SVC",{"$f":"\"A_\"&tCodeLists[[#This Row],[Code Group]]&tCodeLists[[#This Row],[Specificaly]]","v":"A_USESVC"},{"$f":"LEN(tCodeLists[[#This Row],[Type Code]])","v":8},"SCHL",{"$f":"LEN(tCodeLists[[#This Row],[Item Code]])","v":4},null,null,{"$f":"LEN(tCodeLists[[#This Row],[Selection Code]])","v":6}]

{"sheet":"Database","index":1,"n_rows":8016,"n_cols":8,"rows_kept":8016,"cut":false,"hidden":true,"merged":[]}
["Level 1","Level 2","Level 3","Attributes","Description","UOM","Code List","ActiveField"]
["Irrigation","Basin","Aeration Basin","Lining Material","Lining Material used to line the base or sides of the Storage System",null,"A_MTLLIN",1]
["Irrigation","Basin","Aeration Basin","Base Length (m)","Base Length of the Storage System","Metres",null,1]
["Irrigation","Basin","Aeration Basin","Base Width (m)","Base Width of the Storage System","Metres",null,1]
["Irrigation","Basin","Aeration Basin","Base Area (m2)","Base Area of the Storage System","Square metres",null,1]
["Irrigation","Basin","Aeration Basin","Volume (m3)","Volume of the Storage System at full capacity","Cubic metres",null,1]
["Irrigation","Basin","Aeration Basin","Top RL (m)","Level at the top of the  Storage System (in terms of a R.L)","Metres",null,1]
["Irrigation","Basin","Aeration Basin","Base RL (m)","Level at the base of Storage System (in terms of a R.L)","Metres",null,1]
["Irrigation","Basin","Aeration Basin","Overflow RL (m)","Level of the Storage System at its breach point (in terms of a R.L)","Metres",null,1]
["Stockwater","Basin","Aeration Basin","Lining Material","Lining Material used to line the base or sides of the Storage System",null,"A_MTLLIN",1]
["Stockwater","Basin","Aeration Basin","Base Length (m)","Base Length of the Storage System","Metres",null,1]
["Stockwater","Basin","Aeration Basin","Base Width (m)","Base Width of the Storage System","Metres",null,1]
["Stockwater","Basin","Aeration Basin","Base Area (m2)","Base Area of the Storage System","Square metres",null,1]
["Stockwater","Basin","Aeration Basin","Volume (m3)","Volume of the Storage System at full capacity","Cubic metres",null,1]
["Stockwater","Basin","Aeration Basin","Top RL (m)","Level at the top of the  Storage System (in terms of a R.L)","Metres",null,1]
["Stockwater","Basin","Aeration Basin","Base RL (m)","Level at the base of Storage System (in terms of a R.L)","Metres",null,1]
["Stockwater","Basin","Aeration Basin","Overflow RL (m)","Level of the Storage System at its breach point (in terms of a R.L)","Metres",null,1]
["Stormwater","Basin","Aeration Basin","Lining Material","Lining Material used to line the base or sides of the Storage System",null,"A_MTLLIN",1]
["Stormwater","Basin","Aeration Basin","Base Length (m)","Base Length of the Storage System","Metres",null,1]
["Stormwater","Basin","Aeration Basin","Base Width (m)","Base Width of the Storage System","Metres",null,1]
["Stormwater","Basin","Aeration Basin","Base Area (m2)","Base Area of the Storage System","Square metres",null,1]
["Stormwater","Basin","Aeration Basin","Volume (m3)","Volume of the Storage System at full capacity","Cubic metres",null,1]
["Stormwater","Basin","Aeration Basin","Top RL (m)","Level at the top of the  Storage System (in terms of a R.L)","Metres",null,1]
["Stormwater","Basin","Aeration Basin","Base RL (m)","Level at the base of Storage System (in terms of a R.L)","Metres",null,1]
["Stormwater","Basin","Aeration Basin","Overflow RL (m)","Level of the Storage System at its breach point (in terms of a R.L)","Metres",null,1]
["Water Supply","Basin","Aeration Basin","Lining Material","Lining Material used to line the base or sides of the Storage System",null,"A_MTLLIN",1]
["Water Supply","Basin","Aeration Basin","Base Length (m)","Base Length of the Storage System","Metres",null,1]
["Water Supply","Basin","Aeration Basin","Base Width (m)","Base Width of the Storage System","Metres",null,1]
["Water Supply","Basin","Aeration Basin","Base Area (m2)","Base Area of the Storage System","Square metres",null,1]
["Water Supply","Basin","Aeration Basin","Volume (m3)","Volume of the Storage System at full capacity","Cubic metres",null,1]
["Water Supply","Basin","Aeration Basin","Top RL (m)","Level at the top of the  Storage System (in terms of a R.L)","Metres",null,1]
["Water Supply","Basin","Aeration Basin","Base RL (m)","Level at the base of Storage System (in terms of a R.L)","Metres",null,1]
["Water Supply","Basin","Aeration Basin","Overflow RL (m)","Level of the Storage System at its breach point (in terms of a R.L)","Metres",null,1]
["Wastewater","Basin","Aeration Basin","Lining Material","Lining Material used to line the base or sides of the Storage System",null,"A_MTLLIN",1]
["Wastewater","Basin","Aeration Basin","Base Length (m)","Base Length of the Storage System","Metres",null,1]
["Wastewater","Basin","Aeration Basin","Base Width (m)","Base Width of the Storage System","Metres",null,1]
["Wastewater","Basin","Aeration Basin","Base Area (m2)","Base Area of the Storage System","Square metres",null,1]
["Wastewater","Basin","Aeration Basin","Volume (m3)","Volume of the Storage System at full capacity","Cubic metres",null,1]
["Wastewater","Basin","Aeration Basin","Top RL (m)","Level at the top of the  Storage System (in terms of a R.L)","Metres",null,1]
["Wastewater","Basin","Aeration Basin","Base RL (m)","Level at the base of Storage System (in terms of a R.L)","Metres",null,1]
["Wastewater","Basin","Aeration Basin","Overflow RL (m)","Level of the Storage System at its breach point (in terms of a R.L)","Metres",null,1]
["Irrigation","Mechanical Plant","Air Blower","Input Voltage (V)","The rated Supply Voltage","Volts","A_CLSVLT",1]
["Irrigation","Mechanical Plant","Air Blower","Control Type","Control method used to manage the Asset",null,"A_TYPCTL",1]
["Irrigation","Mechanical Plant","Air Blower","Weight (kg)","Total weight of Asset","Kilograms",null,1]
["Irrigation","Mechanical Plant","Air Blower","Motor Output (kW)","Power Rating of the Asset under maximun power","Kilowatts",null,1]
["Irrigation","Mechanical Plant","Air Blower","Speed (rpm)"," Operating Speed under normal operation","Revolutions per minute",null,1]
["Irrigation","Mechanical Plant","Air Blower","Cable Length (m)","Total length of Cable between device and termination point","Metres",null,1]
["Irrigation","Mechanical Plant","Air Blower","Maximum Flow (L/s)","Maximum rated flow of equipment","Litres per second",null,1]
["Irrigation","Mechanical Plant","Air Blower","Minimum Flow (L/s)","Minimum rated flow of equipment","Litres per second",null,1]
["Irrigation","Mechanical Plant","Air Blower","Rated Pressure (kPa)","Maximum operating pressure of equipment","Kilopascals",null,1]
["Stockwater","Mechanical Plant","Air Blower","Input Voltage (V)","The rated Supply Voltage","Volts","A_CLSVLT",1]
["Stockwater","Mechanical Plant","Air Blower","Control Type","Control method used to manage the Asset",null,"A_TYPCTL",1]
["Stockwater","Mechanical Plant","Air Blower","Weight (kg)","Total weight of Asset","Kilograms",null,1]
["Stockwater","Mechanical Plant","Air Blower","Motor Output (kW)","Power Rating of the Asset under maximun power","Kilowatts",null,1]
["Stockwater","Mechanical Plant","Air Blower","Speed (rpm)"," Operating Speed under normal operation","Revolutions per minute",null,1]
["Stockwater","Mechanical Plant","Air Blower","Cable Length (m)","Total length of Cable between device and termination point","Metres",null,1]
["Stockwater","Mechanical Plant","Air Blower","Maximum Flow (L/s)","Maximum rated flow of equipment","Litres per second",null,1]
["Stockwater","Mechanical Plant","Air Blower","Minimum Flow (L/s)","Minimum rated flow of equipment","Litres per second",null,1]
["Stockwater","Mechanical Plant","Air Blower","Rated Pressure (kPa)","Maximum operating pressure of equipment","Kilopascals",null,1]
["Stormwater","Mechanical Plant","Air Blower","Input Voltage (V)","The rated Supply Voltage","Volts","A_CLSVLT",1]
["Stormwater","Mechanical Plant","Air Blower","Control Type","Control method used to manage the Asset",null,"A_TYPCTL",1]
["Stormwater","Mechanical Plant","Air Blower","Weight (kg)","Total weight of Asset","Kilograms",null,1]
["Stormwater","Mechanical Plant","Air Blower","Motor Output (kW)","Power Rating of the Asset under maximun power","Kilowatts",null,1]
["Stormwater","Mechanical Plant","Air Blower","Speed (rpm)"," Operating Speed under normal operation","Revolutions per minute",null,1]
["Stormwater","Mechanical Plant","Air Blower","Cable Length (m)","Total length of Cable between device and termination point","Metres",null,1]
["Stormwater","Mechanical Plant","Air Blower","Maximum Flow (L/s)","Maximum rated flow of equipment","Litres per second",null,1]
["Stormwater","Mechanical Plant","Air Blower","Minimum Flow (L/s)","Minimum rated flow of equipment","Litres per second",null,1]
["Stormwater","Mechanical Plant","Air Blower","Rated Pressure (kPa)","Maximum operating pressure of equipment","Kilopascals",null,1]
["Water Supply","Mechanical Plant","Air Blower","Input Voltage (V)","The rated Supply Voltage","Volts","A_CLSVLT",1]
["Water Supply","Mechanical Plant","Air Blower","Control Type","Control method used to manage the Asset",null,"A_TYPCTL",1]
["Water Supply","Mechanical Plant","Air Blower","Weight (kg)","Total weight of Asset","Kilograms",null,1]
["Water Supply","Mechanical Plant","Air Blower","Motor Output (kW)","Power Rating of the Asset under maximun power","Kilowatts",null,1]
["Water Supply","Mechanical Plant","Air Blower","Speed (rpm)"," Operating Speed under normal operation","Revolutions per minute",null,1]
["Water Supply","Mechanical Plant","Air Blower","Cable Length (m)","Total length of Cable between device and termination point","Metres",null,1]
["Water Supply","Mechanical Plant","Air Blower","Maximum Flow (L/s)","Maximum rated flow of equipment","Litres per second",null,1]
["Water Supply","Mechanical Plant","Air Blower","Minimum Flow (L/s)","Minimum rated flow of equipment","Litres per second",null,1]
["Water Supply","Mechanical Plant","Air Blower","Rated Pressure (kPa)","Maximum operating pressure of equipment","Kilopascals",null,1]
["Wastewater","Mechanical Plant","Air Blower","Input Voltage (V)","The rated Supply Voltage","Volts","A_CLSVLT",1]
["Wastewater","Mechanical Plant","Air Blower","Control Type","Control method used to manage the Asset",null,"A_TYPCTL",1]
["Wastewater","Mechanical Plant","Air Blower","Weight (kg)","Total weight of Asset","Kilograms",null,1]
["Wastewater","Mechanical Plant","Air Blower","Motor Output (kW)","Power Rating of the Asset under maximun power","Kilowatts",null,1]
["Wastewater","Mechanical Plant","Air Blower","Speed (rpm)"," Operating Speed under normal operation","Revolutions per minute",null,1]
["Wastewater","Mechanical Plant","Air Blower","Cable Length (m)","Total length of Cable between device and termination point","Metres",null,1]
["Wastewater","Mechanical Plant","Air Blower","Maximum Flow (L/s)","Maximum rated flow of equipment","Litres per second",null,1]
["Wastewater","Mechanical Plant","Air Blower","Minimum Flow (L/s)","Minimum rated flow of equipment","Litres per second",null,1]
["Wastewater","Mechanical Plant","Air Blower","Rated Pressure (kPa)","Maximum operating pressure of equipment","Kilopascals",null,1]
["Water Supply","Mechanical Plant","Air Blower","Manufacturer","Name of the manufacturer",null,null,1]
["Water Supply","Mechanical Plant","Air Blower","Model","Name of the manufacturer model",null,null,1]
["Water Supply","Mechanical Plant","Air Blower","Serial Number","Identification code supplied by the manufacturer",null,null,1]
["Water Supply","Mechanical Plant","Air Blower","Warranty Expiry Date","Expiry date of the warranty period",null,null,1]
["Irrigation","Mechanical Plant","Air Blower","Manufacturer","Name of the manufacturer",null,null,1]
["Irrigation","Mechanical Plant","Air Blower","Model","Name of the manufacturer model",null,null,1]
["Irrigation","Mechanical Plant","Air Blower","Serial Number","Identification code supplied by the manufacturer",null,null,1]
["Irrigation","Mechanical Plant","Air Blower","Warranty Expiry Date","Expiry date of the warranty period",null,null,1]
["Stockwater","Mechanical Plant","Air Blower","Manufacturer","Name of the manufacturer",null,null,1]
["Stockwater","Mechanical Plant","Air Blower","Model","Name of the manufacturer model",null,null,1]
["Stockwater","Mechanical Plant","Air Blower","Serial Number","Identification code supplied by the manufacturer",null,null,1]
["Stockwater","Mechanical Plant","Air Blower","Warranty Expiry Date","Expiry date of the warranty period",null,null,1]
["Wastewater","Mechanical Plant","Air Blower","Manufacturer","Name of the manufacturer",null,null,1]
["Wastewater","Mechanical Plant","Air Blower","Model","Name of the manufacturer model",null,null,1]
["Wastewater","Mechanical Plant","Air Blower","Serial Number","Identification code supplied by the manufacturer",null,null,1]
["Wastewater","Mechanical Plant","Air Blower","Warranty Expiry Date","Expiry date of the warranty period",null,null,1]
["Stormwater","Mechanical Plant","Air Blower","Manufacturer","Name of the manufacturer",null,null,1]
["Stormwater","Mechanical Plant","Air Blower","Model","Name of the manufacturer model",null,null,1]
["Stormwater","Mechanical Plant","Air Blower","Serial Number","Identification code supplied by the manufacturer",null,null,1]
["Stormwater","Mechanical Plant","Air Blower","Warranty Expiry Date","Expiry date of the warranty period",null,null,1]
["Irrigation","Mechanical Plant","Air Compressor","Input Voltage (V)","The rated Supply Voltage","Volts","A_CLSVLT",1]
["Irrigation","Mechanical Plant","Air Compressor","Control Type","Control method used to manage the Asset",null,"A_TYPCTL",1]
["Irrigation","Mechanical Plant","Air Compressor","Weight (kg)","Total weight of Asset","Kilograms",null,1]
["Irrigation","Mechanical Plant","Air Compressor","Motor Output (kW)","Power Rating of the Asset under maximun power","Kilowatts",null,1]
["Irrigation","Mechanical Plant","Air Compressor","Speed (rpm)"," Operating Speed under normal operation","Revolutions per minute",null,1]
["Irrigation","Mechanical Plant","Air Compressor","Maximum Flow (L/s)","Maximum rated flow of equipment","Litres per second",null,1]
["Irrigation","Mechanical Plant","Air Compressor","Minimum Flow (L/s)","Minimum rated flow of equipment","Litres per second",null,1]
["Irrigation","Mechanical Plant","Air Compressor","Rated Pressure (kPa)","Maximum operating pressure of equipment","Kilopascals",null,1]
["Stockwater","Mechanical Plant","Air Compressor","Input Voltage (V)","The rated Supply Voltage","Volts","A_CLSVLT",1]
["Stockwater","Mechanical Plant","Air Compressor","Control Type","Control method used to manage the Asset",null,"A_TYPCTL",1]
["Stockwater","Mechanical Plant","Air Compressor","Weight (kg)","Total weight of Asset","Kilograms",null,1]
["Stockwater","Mechanical Plant","Air Compressor","Motor Output (kW)","Power Rating of the Asset under maximun power","Kilowatts",null,1]
["Stockwater","Mechanical Plant","Air Compressor","Speed (rpm)"," Operating Speed under normal operation","Revolutions per minute",null,1]
["Stockwater","Mechanical Plant","Air Compressor","Maximum Flow (L/s)","Maximum rated flow of equipment","Litres per second",null,1]
["Stockwater","Mechanical Plant","Air Compressor","Minimum Flow (L/s)","Minimum rated flow of equipment","Litres per second",null,1]
["Stockwater","Mechanical Plant","Air Compressor","Rated Pressure (kPa)","Maximum operating pressure of equipment","Kilopascals",null,1]
["Stormwater","Mechanical Plant","Air Compressor","Input Voltage (V)","The rated Supply Voltage","Volts","A_CLSVLT",1]
["Stormwater","Mechanical Plant","Air Compressor","Control Type","Control method used to manage the Asset",null,"A_TYPCTL",1]
["Stormwater","Mechanical Plant","Air Compressor","Weight (kg)","Total weight of Asset","Kilograms",null,1]
["Stormwater","Mechanical Plant","Air Compressor","Motor Output (kW)","Power Rating of the Asset under maximun power","Kilowatts",null,1]
["Stormwater","Mechanical Plant","Air Compressor","Speed (rpm)"," Operating Speed under normal operation","Revolutions per minute",null,1]
["Stormwater","Mechanical Plant","Air Compressor","Maximum Flow (L/s)","Maximum rated flow of equipment","Litres per second",null,1]
["Stormwater","Mechanical Plant","Air Compressor","Minimum Flow (L/s)","Minimum rated flow of equipment","Litres per second",null,1]
["Stormwater","Mechanical Plant","Air Compressor","Rated Pressure (kPa)","Maximum operating pressure of equipment","Kilopascals",null,1]
["Water Supply","Mechanical Plant","Air Compressor","Input Voltage (V)","The rated Supply Voltage","Volts","A_CLSVLT",1]
["Water Supply","Mechanical Plant","Air Compressor","Control Type","Control method used to manage the Asset",null,"A_TYPCTL",1]
["Water Supply","Mechanical Plant","Air Compressor","Weight (kg)","Total weight of Asset","Kilograms",null,1]
["Water Supply","Mechanical Plant","Air Compressor","Motor Output (kW)","Power Rating of the Asset under maximun power","Kilowatts",null,1]
["Water Supply","Mechanical Plant","Air Compressor","Speed (rpm)"," Operating Speed under normal operation","Revolutions per minute",null,1]
["Water Supply","Mechanical Plant","Air Compressor","Maximum Flow (L/s)","Maximum rated flow of equipment","Litres per second",null,1]
["Water Supply","Mechanical Plant","Air Compressor","Minimum Flow (L/s)","Minimum rated flow of equipment","Litres per second",null,1]
["Water Supply","Mechanical Plant","Air Compressor","Rated Pressure (kPa)","Maximum operating pressure of equipment","Kilopascals",null,1]
["Wastewater","Mechanical Plant","Air Compressor","Input Voltage (V)","The rated Supply Voltage","Volts","A_CLSVLT",1]
["Wastewater","Mechanical Plant","Air Compressor","Control Type","Control method used to manage the Asset",null,"A_TYPCTL",1]
["Wastewater","Mechanical Plant","Air Compressor","Weight (kg)","Total weight of Asset","Kilograms",null,1]
["Wastewater","Mechanical Plant","Air Compressor","Motor Output (kW)","Power Rating of the Asset under maximun power","Kilowatts",null,1]
["Wastewater","Mechanical Plant","Air Compressor","Speed (rpm)"," Operating Speed under normal operation","Revolutions per minute",null,1]
["Wastewater","Mechanical Plant","Air Compressor","Maximum Flow (L/s)","Maximum rated flow of equipment","Litres per second",null,1]
["Wastewater","Mechanical Plant","Air Compressor","Minimum Flow (L/s)","Minimum rated flow of equipment","Litres per second",null,1]
["Wastewater","Mechanical Plant","Air Compressor","Rated Pressure (kPa)","Maximum operating pressure of equipment","Kilopascals",null,1]
["Water Supply","Mechanical Plant","Air Compressor","Manufacturer","Name of the manufacturer",null,null,1]
["Water Supply","Mechanical Plant","Air Compressor","Model","Name of the manufacturer model",null,null,1]
["Water Supply","Mechanical Plant","Air Compressor","Serial Number","Identification code supplied by the manufacturer",null,null,1]
["Water Supply","Mechanical Plant","Air Compressor","Warranty Expiry Date","Expiry date of the warranty period",null,null,1]
["Irrigation","Mechanical Plant","Air Compressor","Manufacturer","Name of the manufacturer",null,null,1]
["Irrigation","Mechanical Plant","Air Compressor","Model","Name of the manufacturer model",null,null,1]
["Irrigation","Mechanical Plant","Air Compressor","Serial Number","Identification code supplied by the manufacturer",null,null,1]
["Irrigation","Mechanical Plant","Air Compressor","Warranty Expiry Date","Expiry date of the warranty period",null,null,1]
["Stockwater","Mechanical Plant","Air Compressor","Manufacturer","Name of the manufacturer",null,null,1]
["Stockwater","Mechanical Plant","Air Compressor","Model","Name of the manufacturer model",null,null,1]
["Stockwater","Mechanical Plant","Air Compressor","Serial Number","Identification code supplied by the manufacturer",null,null,1]
["Stockwater","Mechanical Plant","Air Compressor","Warranty Expiry Date","Expiry date of the warranty period",null,null,1]
["Wastewater","Mechanical Plant","Air Compressor","Manufacturer","Name of the manufacturer",null,null,1]
["Wastewater","Mechanical Plant","Air Compressor","Model","Name of the manufacturer model",null,null,1]
["Wastewater","Mechanical Plant","Air Compressor","Serial Number","Identification code supplied by the manufacturer",null,null,1]
["Wastewater","Mechanical Plant","Air Compressor","Warranty Expiry Date","Expiry date of the warranty period",null,null,1]
["Stormwater","Mechanical Plant","Air Compressor","Manufacturer","Name of the manufacturer",null,null,1]
["Stormwater","Mechanical Plant","Air Compressor","Model","Name of the manufacturer model",null,null,1]
["Stormwater","Mechanical Plant","Air Compressor","Serial Number","Identification code supplied by the manufacturer",null,null,1]
["Stormwater","Mechanical Plant","Air Compressor","Warranty Expiry Date","Expiry date of the warranty period",null,null,1]
["Irrigation","Electrical","Air Conditioning","Locality","Physical location in terms of its environmental conditions",null,"A_POSVRS",1]
["Irrigation","Electrical","Air Conditioning","Input Voltage (V)","The rated Supply Voltage",null,"A_CLSVLT",1]
["Irrigation","Electrical","Air Conditioning","Power Rating (kW)","The highest input power the Asset is rated for","Kilowatts",null,1]
["Irrigation","Electrical","Air Conditioning","Current Rating (A)","Maximum Operating Current at full power","Amperes",null,1]
["Stockwater","Electrical","Air Conditioning","Locality","Physical location in terms of its environmental conditions",null,"A_POSVRS",1]
["Stockwater","Electrical","Air Conditioning","Input Voltage (V)","The rated Supply Voltage",null,"A_CLSVLT",1]
["Stockwater","Electrical","Air Conditioning","Power Rating (kW)","The highest input power the Asset is rated for","Kilowatts",null,1]
["Stockwater","Electrical","Air Conditioning","Current Rating (A)","Maximum Operating Current at full power","Amperes",null,1]
["Stormwater","Electrical","Air Conditioning","Locality","Physical location in terms of its environmental conditions",null,"A_POSVRS",1]
["Stormwater","Electrical","Air Conditioning","Input Voltage (V)","The rated Supply Voltage",null,"A_CLSVLT",1]
["Stormwater","Electrical","Air Conditioning","Power Rating (kW)","The highest input power the Asset is rated for","Kilowatts",null,1]
["Stormwater","Electrical","Air Conditioning","Current Rating (A)","Maximum Operating Current at full power","Amperes",null,1]
["Water Supply","Electrical","Air Conditioning","Locality","Physical location in terms of its environmental conditions",null,"A_POSVRS",1]
["Water Supply","Electrical","Air Conditioning","Input Voltage (V)","The rated Supply Voltage",null,"A_CLSVLT",1]
["Water Supply","Electrical","Air Conditioning","Power Rating (kW)","The highest input power the Asset is rated for","Kilowatts",null,1]
["Water Supply","Electrical","Air Conditioning","Current Rating (A)","Maximum Operating Current at full power","Amperes",null,1]
["Wastewater","Electrical","Air Conditioning","Locality","Physical location in terms of its environmental conditions",null,"A_POSVRS",1]
["Wastewater","Electrical","Air Conditioning","Input Voltage (V)","The rated Supply Voltage",null,"A_CLSVLT",1]
["Wastewater","Electrical","Air Conditioning","Power Rating (kW)","The highest input power the Asset is rated for","Kilowatts",null,1]
["Wastewater","Electrical","Air Conditioning","Current Rating (A)","Maximum Operating Current at full power","Amperes",null,1]
["Water Supply","Electrical","Air Conditioning","Manufacturer","Name of the manufacturer",null,null,1]
["Water Supply","Electrical","Air Conditioning","Model","Name of the manufacturer model",null,null,1]
["Water Supply","Electrical","Air Conditioning","Serial Number","Identification code supplied by the manufacturer",null,null,1]
["Water Supply","Electrical","Air Conditioning","Warranty Expiry Date","Expiry date of the warranty period",null,null,1]
["Stormwater","Electrical","Air Conditioning","Manufacturer","Name of the manufacturer",null,null,1]
["Stormwater","Electrical","Air Conditioning","Model","Name of the manufacturer model",null,null,1]
["Stormwater","Electrical","Air Conditioning","Serial Number","Identification code supplied by the manufacturer",null,null,1]
["Stormwater","Electrical","Air Conditioning","Warranty Expiry Date","Expiry date of the warranty period",null,null,1]
["Wastewater","Electrical","Air Conditioning","Manufacturer","Name of the manufacturer",null,null,1]
["Wastewater","Electrical","Air Conditioning","Model","Name of the manufacturer model",null,null,1]
["Wastewater","Electrical","Air Conditioning","Serial Number","Identification code supplied by the manufacturer",null,null,1]
["Wastewater","Electrical","Air Conditioning","Warranty Expiry Date","Expiry date of the warranty period",null,null,1]
["Stockwater","Electrical","Air Conditioning","Manufacturer","Name of the manufacturer",null,null,1]
["Stockwater","Electrical","Air Conditioning","Model","Name of the manufacturer model",null,null,1]
["Stockwater","Electrical","Air Conditioning","Serial Number","Identification code supplied by the manufacturer",null,null,1]
["Stockwater","Electrical","Air Conditioning","Warranty Expiry Date","Expiry date of the warranty period",null,null,1]
["Irrigation","Electrical","Air Conditioning","Manufacturer","Name of the manufacturer",null,null,1]
["Irrigation","Electrical","Air Conditioning","Model","Name of the manufacturer model",null,null,1]
["Irrigation","Electrical","Air Conditioning","Serial Number","Identification code supplied by the manufacturer",null,null,1]
["Irrigation","Electrical","Air Conditioning","Warranty Expiry Date","Expiry date of the warranty period",null,null,1]
["Irrigation","Service Connection","Air Gap Separator","Valve Type","Type of Asset that was installed",null,"A_TYPVLV",1]
["Irrigation","Service Connection","Air Gap Separator","Backflow Type","Type of Backflow Prevention used",null,"A_TYPBFW",1]
["Irrigation","Service Connection","Air Gap Separator","Backflow Hazard Cat","Catergory of Backflow Prevention assigned to the connection",null,"A_CLSBFW",1]
["Irrigation","Service Connection","Air Gap Separator","Diameter (mm)","Nominal diameter of the Asset (Internal diameter unless external diameter is nominated as industry standard)","Millimetres",null,1]
["Irrigation","Service Connection","Air Gap Separator","Isolation Valve Qty","Total quantity  of Valves used for isolation purposes","Count",null,1]
["Stockwater","Service Connection","Air Gap Separator","Valve Type","Type of Asset that was installed",null,"A_TYPVLV",1]
["Stockwater","Service Connection","Air Gap Separator","Backflow Type","Type of Backflow Prevention used",null,"A_TYPBFW",1]
["Stockwater","Service Connection","Air Gap Separator","Backflow Hazard Cat","Catergory of Backflow Prevention assigned to the connection",null,"A_CLSBFW",1]
["Stockwater","Service Connection","Air Gap Separator","Diameter (mm)","Nominal diameter of the Asset (Internal diameter unless external diameter is nominated as industry standard)","Millimetres",null,1]
["Stockwater","Service Connection","Air Gap Separator","Isolation Valve Qty","Total quantity  of Valves used for isolation purposes","Count",null,1]
["Stormwater","Service Connection","Air Gap Separator","Valve Type","Type of Asset that was installed",null,"A_TYPVLV",1]
["Stormwater","Service Connection","Air Gap Separator","Backflow Type","Type of Backflow Prevention used",null,"A_TYPBFW",1]
["Stormwater","Service Connection","Air Gap Separator","Backflow Hazard Cat","Catergory of Backflow Prevention assigned to the connection",null,"A_CLSBFW",1]
["Stormwater","Service Connection","Air Gap Separator","Diameter (mm)","Nominal diameter of the Asset (Internal diameter unless external diameter is nominated as industry standard)","Millimetres",null,1]
["Stormwater","Service Connection","Air Gap Separator","Isolation Valve Qty","Total quantity  of Valves used for isolation purposes","Count",null,1]
["Water Supply","Service Connection","Air Gap Separator","Valve Type","Type of Asset that was installed",null,"A_TYPVLV",1]
["Water Supply","Service Connection","Air Gap Separator","Backflow Type","Type of Backflow Prevention used",null,"A_TYPBFW",1]
["Water Supply","Service Connection","Air Gap Separator","Backflow Hazard Cat","Catergory of Backflow Prevention assigned to the connection",null,"A_CLSBFW",1]
["Water Supply","Service Connection","Air Gap Separator","Diameter (mm)","Nominal diameter of the Asset (Internal diameter unless external diameter is nominated as industry standard)","Millimetres",null,1]
["Water Supply","Service Connection","Air Gap Separator","Isolation Valve Qty","Total quantity  of Valves used for isolation purposes","Count",null,1]
["Wastewater","Service Connection","Air Gap Separator","Valve Type","Type of Asset that was installed",null,"A_TYPVLV",1]
["Wastewater","Service Connection","Air Gap Separator","Backflow Type","Type of Backflow Prevention used",null,"A_TYPBFW",1]
["Wastewater","Service Connection","Air Gap Separator","Backflow Hazard Cat","Catergory of Backflow Prevention assigned to the connection",null,"A_CLSBFW",1]
["Wastewater","Service Connection","Air Gap Separator","Diameter (mm)","Nominal diameter of the Asset (Internal diameter unless external diameter is nominated as industry standard)","Millimetres",null,1]
["Wastewater","Service Connection","Air Gap Separator","Isolation Valve Qty","Total quantity  of Valves used for isolation purposes","Count",null,1]
["Irrigation","Valve","Air Release Valve","Locality","Physical location of the Asset ",null,"A_POSVRS",1]
["Irrigation","Valve","Air Release Valve","Valve State","The normal operational state of the Asset.",null,"A_STTVLV",1]
["Irrigation","Valve","Air Release Valve","Diameter (mm)","Nominal diameter of the Asset (Internal diameter unless external diameter is nominated as industry standard)","Millimetres",null,1]
["Irrigation","Valve","Air Release Valve","Valve Top RL (m)","Level at the top of the Valve (in terms of a R.L) Refer technical chapter for each asset type","Metres",null,1]
["Irrigation","Valve","Air Release Valve","Rated Pressure (kPa)","Pressure class as specified by Manufacturer","Kilopascals",null,1]
["Stockwater","Valve","Air Release Valve","Locality","Physical location of the Asset ",null,"A_POSVRS",1]
["Stockwater","Valve","Air Release Valve","Valve State","The normal operational state of the Asset.",null,"A_STTVLV",1]
["Stockwater","Valve","Air Release Valve","Diameter (mm)","Nominal diameter of the Asset (Internal diameter unless external diameter is nominated as industry standard)","Millimetres",null,1]
["Stockwater","Valve","Air Release Valve","Valve Top RL (m)","Level at the top of the Valve (in terms of a R.L) Refer technical chapter for each asset type","Metres",null,1]
["Stockwater","Valve","Air Release Valve","Rated Pressure (kPa)","Pressure class as specified by Manufacturer","Kilopascals",null,1]
["Stormwater","Valve","Air Release Valve","Locality","Physical location of the Asset ",null,"A_POSVRS",1]
["Stormwater","Valve","Air Release Valve","Valve State","The normal operational state of the Asset.",null,"A_STTVLV",1]
["Stormwater","Valve","Air Release Valve","Diameter (mm)","Nominal diameter of the Asset (Internal diameter unless external diameter is nominated as industry standard)","Millimetres",null,1]
["Stormwater","Valve","Air Release Valve","Valve Top RL (m)","Level at the top of the Valve (in terms of a R.L) Refer technical chapter for each asset type","Metres",null,1]
["Stormwater","Valve","Air Release Valve","Rated Pressure (kPa)","Pressure class as specified by Manufacturer","Kilopascals",null,1]
["Water Supply","Valve","Air Release Valve","Locality","Physical location of the Asset ",null,"A_POSVRS",1]
["Water Supply","Valve","Air Release Valve","Valve State","The normal operational state of the Asset.",null,"A_STTVLV",1]
["Water Supply","Valve","Air Release Valve","Diameter (mm)","Nominal diameter of the Asset (Internal diameter unless external diameter is nominated as industry standard)","Millimetres",null,1]
["Water Supply","Valve","Air Release Valve","Valve Top RL (m)","Level at the top of the Valve (in terms of a R.L) Refer technical chapter for each asset type","Metres",null,1]
["Water Supply","Valve","Air Release Valve","Rated Pressure (kPa)","Pressure class as specified by Manufacturer","Kilopascals",null,1]
["Wastewater","Valve","Air Release Valve","Locality","Physical location of the Asset ",null,"A_POSVRS",1]
["Wastewater","Valve","Air Release Valve","Valve State","The normal operational state of the Asset.",null,"A_STTVLV",1]
["Wastewater","Valve","Air Release Valve","Diameter (mm)","Nominal diameter of the Asset (Internal diameter unless external diameter is nominated as industry standard)","Millimetres",null,1]
["Wastewater","Valve","Air Release Valve","Valve Top RL (m)","Level at the top of the Valve (in terms of a R.L) Refer technical chapter for each asset type","Metres",null,1]
["Wastewater","Valve","Air Release Valve","Rated Pressure (kPa)","Pressure class as specified by Manufacturer","Kilopascals",null,1]
["Water Supply","Valve","Air Release Valve","Manufacturer","Name of the manufacturer",null,null,1]
["Water Supply","Valve","Air Release Valve","Model","Name of the manufacturer model",null,null,1]
["Irrigation","Valve","Air Release Valve","Manufacturer","Name of the manufacturer",null,null,1]
["Irrigation","Valve","Air Release Valve","Model","Name of the manufacturer model",null,null,1]
["Stockwater","Valve","Air Release Valve","Manufacturer","Name of the manufacturer",null,null,1]
["Stockwater","Valve","Air Release Valve","Model","Name of the manufacturer model",null,null,1]
["Wastewater","Valve","Air Release Valve","Manufacturer","Name of the manufacturer",null,null,1]
["Wastewater","Valve","Air Release Valve","Model","Name of the manufacturer model",null,null,1]
["Stormwater","Valve","Air Release Valve","Manufacturer","Name of the manufacturer",null,null,1]
["Stormwater","Valve","Air Release Valve","Model","Name of the manufacturer model",null,null,1]
["Irrigation","Tank","Backwash Tank","Material","Material used to manufacture the Asset",null,"A_MTLTNK",1]
["Irrigation","Tank","Backwash Tank","Construction Method","Construction method used to form the Asset",null,"A_MTHSTR",1]
["Irrigation","Tank","Backwash Tank","Tank Shape","External shape of the Asset",null,"A_SHPTNK",1]
["Irrigation","Tank","Backwash Tank","Lid Type","Category of  Lid Type installed",null,"A_TYPLID",1]
["Irrigation","Tank","Backwash Tank","Lid Material","Material used to manufacture the Asset",null,"A_MTLLID",1]
["Irrigation","Tank","Backwash Tank","Lid Shape","Physical shape of the Asset",null,"A_SHPLID",1]
["Irrigation","Tank","Backwash Tank","Lid Fixing","Fixing mechanism used to secure the Asset in place",null,"A_FIXLID",1]
["Irrigation","Tank","Backwash Tank","Lid Security","Security measures to prevent accessibility into the Asset",null,"A_SCRLID",1]
["Irrigation","Tank","Backwash Tank","Diameter (m)","External diameter of the Asset (if not rectangular)","Metres",null,1]
["Irrigation","Tank","Backwash Tank","Length (m)","Total external length of the Asset (if not circular)","Metres",null,1]
["Irrigation","Tank","Backwash Tank","Width (m)","Total external Width of the Asset (if not circular)","Metres",null,1]
["Irrigation","Tank","Backwash Tank","Height (m)","Total external Height of the Asset","Metres",null,1]
["Irrigation","Tank","Backwash Tank","Volume (m3)","Total capacity of available storage the Asset","Cubic metres",null,1]
["Irrigation","Tank","Backwash Tank","Floor RL (m)","Level of the Internal Base (in terms of a R.L)","Metres",null,1]
["Irrigation","Tank","Backwash Tank","Inlet RL (m)","Level of the Pipe Inlet (in terms of a R.L)","Metres",null,1]
["Irrigation","Tank","Backwash Tank","Overflow RL (m)","Level of the Pipe Outlet overflow (in terms of a R.L)","Metres",null,1]
["Stockwater","Tank","Backwash Tank","Material","Material used to manufacture the Asset",null,"A_MTLTNK",1]
["Stockwater","Tank","Backwash Tank","Construction Method","Construction method used to form the Asset",null,"A_MTHSTR",1]
["Stockwater","Tank","Backwash Tank","Tank Shape","External shape of the Asset",null,"A_SHPTNK",1]
["Stockwater","Tank","Backwash Tank","Lid Type","Category of  Lid Type installed",null,"A_TYPLID",1]
["Stockwater","Tank","Backwash Tank","Lid Material","Material used to manufacture the Asset",null,"A_MTLLID",1]
["Stockwater","Tank","Backwash Tank","Lid Shape","Physical shape of the Asset",null,"A_SHPLID",1]
["Stockwater","Tank","Backwash Tank","Lid Fixing","Fixing mechanism used to secure the Asset in place",null,"A_FIXLID",1]
["Stockwater","Tank","Backwash Tank","Lid Security","Security measures to prevent accessibility into the Asset",null,"A_SCRLID",1]
["Stockwater","Tank","Backwash Tank","Diameter (m)","External diameter of the Asset (if not rectangular)","Metres",null,1]
["Stockwater","Tank","Backwash Tank","Length (m)","Total external length of the Asset (if not circular)","Metres",null,1]
["Stockwater","Tank","Backwash Tank","Width (m)","Total external Width of the Asset (if not circular)","Metres",null,1]
["Stockwater","Tank","Backwash Tank","Height (m)","Total external Height of the Asset","Metres",null,1]
["Stockwater","Tank","Backwash Tank","Volume (m3)","Total capacity of available storage the Asset","Cubic metres",null,1]
["Stockwater","Tank","Backwash Tank","Floor RL (m)","Level of the Internal Base (in terms of a R.L)","Metres",null,1]
["Stockwater","Tank","Backwash Tank","Inlet RL (m)","Level of the Pipe Inlet (in terms of a R.L)","Metres",null,1]
["Stockwater","Tank","Backwash Tank","Overflow RL (m)","Level of the Pipe Outlet overflow (in terms of a R.L)","Metres",null,1]
["Stormwater","Tank","Backwash Tank","Material","Material used to manufacture the Asset",null,"A_MTLTNK",1]
["Stormwater","Tank","Backwash Tank","Construction Method","Construction method used to form the Asset",null,"A_MTHSTR",1]
["Stormwater","Tank","Backwash Tank","Tank Shape","External shape of the Asset",null,"A_SHPTNK",1]
["Stormwater","Tank","Backwash Tank","Lid Type","Category of  Lid Type installed",null,"A_TYPLID",1]
["Stormwater","Tank","Backwash Tank","Lid Material","Material used to manufacture the Asset",null,"A_MTLLID",1]
["Stormwater","Tank","Backwash Tank","Lid Shape","Physical shape of the Asset",null,"A_SHPLID",1]
["Stormwater","Tank","Backwash Tank","Lid Fixing","Fixing mechanism used to secure the Asset in place",null,"A_FIXLID",1]
["Stormwater","Tank","Backwash Tank","Lid Security","Security measures to prevent accessibility into the Asset",null,"A_SCRLID",1]
["Stormwater","Tank","Backwash Tank","Diameter (m)","External diameter of the Asset (if not rectangular)","Metres",null,1]
["Stormwater","Tank","Backwash Tank","Length (m)","Total external length of the Asset (if not circular)","Metres",null,1]
["Stormwater","Tank","Backwash Tank","Width (m)","Total external Width of the Asset (if not circular)","Metres",null,1]
["Stormwater","Tank","Backwash Tank","Height (m)","Total external Height of the Asset","Metres",null,1]
["Stormwater","Tank","Backwash Tank","Volume (m3)","Total capacity of available storage the Asset","Cubic metres",null,1]
["Stormwater","Tank","Backwash Tank","Floor RL (m)","Level of the Internal Base (in terms of a R.L)","Metres",null,1]
["Stormwater","Tank","Backwash Tank","Inlet RL (m)","Level of the Pipe Inlet (in terms of a R.L)","Metres",null,1]
["Stormwater","Tank","Backwash Tank","Overflow RL (m)","Level of the Pipe Outlet overflow (in terms of a R.L)","Metres",null,1]
["Water Supply","Tank","Backwash Tank","Material","Material used to manufacture the Asset",null,"A_MTLTNK",1]
["Water Supply","Tank","Backwash Tank","Construction Method","Construction method used to form the Asset",null,"A_MTHSTR",1]
["Water Supply","Tank","Backwash Tank","Tank Shape","External shape of the Asset",null,"A_SHPTNK",1]
["Water Supply","Tank","Backwash Tank","Lid Type","Category of  Lid Type installed",null,"A_TYPLID",1]
["Water Supply","Tank","Backwash Tank","Lid Material","Material used to manufacture the Asset",null,"A_MTLLID",1]
["Water Supply","Tank","Backwash Tank","Lid Shape","Physical shape of the Asset",null,"A_SHPLID",1]
["Water Supply","Tank","Backwash Tank","Lid Fixing","Fixing mechanism used to secure the Asset in place",null,"A_FIXLID",1]
["Water Supply","Tank","Backwash Tank","Lid Security","Security measures to prevent accessibility into the Asset",null,"A_SCRLID",1]
["Water Supply","Tank","Backwash Tank","Diameter (m)","External diameter of the Asset (if not rectangular)","Metres",null,1]
["Water Supply","Tank","Backwash Tank","Length (m)","Total external length of the Asset (if not circular)","Metres",null,1]
["Water Supply","Tank","Backwash Tank","Width (m)","Total external Width of the Asset (if not circular)","Metres",null,1]
["Water Supply","Tank","Backwash Tank","Height (m)","Total external Height of the Asset","Metres",null,1]
["Water Supply","Tank","Backwash Tank","Volume (m3)","Total capacity of available storage the Asset","Cubic metres",null,1]
["Water Supply","Tank","Backwash Tank","Floor RL (m)","Level of the Internal Base (in terms of a R.L)","Metres",null,1]
["Water Supply","Tank","Backwash Tank","Inlet RL (m)","Level of the Pipe Inlet (in terms of a R.L)","Metres",null,1]
["Water Supply","Tank","Backwash Tank","Overflow RL (m)","Level of the Pipe Outlet overflow (in terms of a R.L)","Metres",null,1]
["Wastewater","Tank","Backwash Tank","Material","Material used to manufacture the Asset",null,"A_MTLTNK",1]
["Wastewater","Tank","Backwash Tank","Construction Method","Construction method used to form the Asset",null,"A_MTHSTR",1]
["Wastewater","Tank","Backwash Tank","Tank Shape","External shape of the Asset",null,"A_SHPTNK",1]
["Wastewater","Tank","Backwash Tank","Lid Type","Category of  Lid Type installed",null,"A_TYPLID",1]
["Wastewater","Tank","Backwash Tank","Lid Material","Material used to manufacture the Asset",null,"A_MTLLID",1]
["Wastewater","Tank","Backwash Tank","Lid Shape","Physical shape of the Asset",null,"A_SHPLID",1]
["Wastewater","Tank","Backwash Tank","Lid Fixing","Fixing mechanism used to secure the Asset in place",null,"A_FIXLID",1]
["Wastewater","Tank","Backwash Tank","Lid Security","Security measures to prevent accessibility into the Asset",null,"A_SCRLID",1]
["Wastewater","Tank","Backwash Tank","Diameter (m)","External diameter of the Asset (if not rectangular)","Metres",null,1]
["Wastewater","Tank","Backwash Tank","Length (m)","Total external length of the Asset (if not circular)","Metres",null,1]
["Wastewater","Tank","Backwash Tank","Width (m)","Total external Width of the Asset (if not circular)","Metres",null,1]
["Wastewater","Tank","Backwash Tank","Height (m)","Total external Height of the Asset","Metres",null,1]
["Wastewater","Tank","Backwash Tank","Volume (m3)","Total capacity of available storage the Asset","Cubic metres",null,1]
["Wastewater","Tank","Backwash Tank","Floor RL (m)","Level of the Internal Base (in terms of a R.L)","Metres",null,1]
["Wastewater","Tank","Backwash Tank","Inlet RL (m)","Level of the Pipe Inlet (in terms of a R.L)","Metres",null,1]
["Wastewater","Tank","Backwash Tank","Overflow RL (m)","Level of the Pipe Outlet overflow (in terms of a R.L)","Metres",null,1]
["Water Supply","Tank","Backwash Tank","Manufacturer","Name of the manufacturer",null,null,1]
["Water Supply","Tank","Backwash Tank","Model","Name of the manufacturer model",null,null,1]
["Stormwater","Tank","Backwash Tank","Manufacturer","Name of the manufacturer",null,null,1]
["Stormwater","Tank","Backwash Tank","Model","Name of the manufacturer model",null,null,1]
["Wastewater","Tank","Backwash Tank","Manufacturer","Name of the manufacturer",null,null,1]
["Wastewater","Tank","Backwash Tank","Model","Name of the manufacturer model",null,null,1]
["Stockwater","Tank","Backwash Tank","Manufacturer","Name of the manufacturer",null,null,1]
["Stockwater","Tank","Backwash Tank","Model","Name of the manufacturer model",null,null,1]
["Irrigation","Tank","Backwash Tank","Manufacturer","Name of the manufacturer",null,null,1]
["Irrigation","Tank","Backwash Tank","Model","Name of the manufacturer model",null,null,1]
["Irrigation","Structure","Boat Ramp","Material","Material used to manufacture the Asset",null,"A_MTLSTR",1]
["Irrigation","Structure","Boat Ramp","Construction Method","Construction method used to form Asset",null,"A_MTHSTR",1]
["Irrigation","Structure","Boat Ramp","Length (m)","Total length of the Assset","Metres",null,1]
["Irrigation","Structure","Boat Ramp","Width (m)","Total Width of the Asset","Metres",null,1]
["Irrigation","Structure","Boat Ramp","Area (m2)","Total Area of the Asset","Square metres",null,1]
["Irrigation","Structure","Boat Ramp","Top RL (m)","Level at the top of the Asset (in terms of a R.L). Refer technical chapter for details","Metres",null,1]
["Irrigation","Structure","Boat Ramp","Base RL (m)","Level at the bottom of the Asset (in terms of a R.L). Refer technical chapter for details","Metres",null,1]
["Stockwater","Structure","Boat Ramp","Material","Material used to manufacture the Asset",null,"A_MTLSTR",1]
["Stockwater","Structure","Boat Ramp","Construction Method","Construction method used to form Asset",null,"A_MTHSTR",1]
["Stockwater","Structure","Boat Ramp","Length (m)","Total length of the Assset","Metres",null,1]
["Stockwater","Structure","Boat Ramp","Width (m)","Total Width of the Asset","Metres",null,1]
["Stockwater","Structure","Boat Ramp","Area (m2)","Total Area of the Asset","Square metres",null,1]
["Stockwater","Structure","Boat Ramp","Top RL (m)","Level at the top of the Asset (in terms of a R.L). Refer technical chapter for details","Metres",null,1]
["Stockwater","Structure","Boat Ramp","Base RL (m)","Level at the bottom of the Asset (in terms of a R.L). Refer technical chapter for details","Metres",null,1]
["Stormwater","Structure","Boat Ramp","Material","Material used to manufacture the Asset",null,"A_MTLSTR",1]
["Stormwater","Structure","Boat Ramp","Construction Method","Construction method used to form Asset",null,"A_MTHSTR",1]
["Stormwater","Structure","Boat Ramp","Length (m)","Total length of the Assset","Metres",null,1]
["Stormwater","Structure","Boat Ramp","Width (m)","Total Width of the Asset","Metres",null,1]
["Stormwater","Structure","Boat Ramp","Area (m2)","Total Area of the Asset","Square metres",null,1]
["Stormwater","Structure","Boat Ramp","Top RL (m)","Level at the top of the Asset (in terms of a R.L). Refer technical chapter for details","Metres",null,1]
["Stormwater","Structure","Boat Ramp","Base RL (m)","Level at the bottom of the Asset (in terms of a R.L). Refer technical chapter for details","Metres",null,1]
["Water Supply","Structure","Boat Ramp","Material","Material used to manufacture the Asset",null,"A_MTLSTR",1]
["Water Supply","Structure","Boat Ramp","Construction Method","Construction method used to form Asset",null,"A_MTHSTR",1]
["Water Supply","Structure","Boat Ramp","Length (m)","Total length of the Assset","Metres",null,1]
["Water Supply","Structure","Boat Ramp","Width (m)","Total Width of the Asset","Metres",null,1]
["Water Supply","Structure","Boat Ramp","Area (m2)","Total Area of the Asset","Square metres",null,1]
["Water Supply","Structure","Boat Ramp","Top RL (m)","Level at the top of the Asset (in terms of a R.L). Refer technical chapter for details","Metres",null,1]
["Water Supply","Structure","Boat Ramp","Base RL (m)","Level at the bottom of the Asset (in terms of a R.L). Refer technical chapter for details","Metres",null,1]
["Wastewater","Structure","Boat Ramp","Material","Material used to manufacture the Asset",null,"A_MTLSTR",1]
["Wastewater","Structure","Boat Ramp","Construction Method","Construction method used to form Asset",null,"A_MTHSTR",1]
["Wastewater","Structure","Boat Ramp","Length (m)","Total length of the Assset","Metres",null,1]
["Wastewater","Structure","Boat Ramp","Width (m)","Total Width of the Asset","Metres",null,1]
["Wastewater","Structure","Boat Ramp","Area (m2)","Total Area of the Asset","Square metres",null,1]
["Wastewater","Structure","Boat Ramp","Top RL (m)","Level at the top of the Asset (in terms of a R.L). Refer technical chapter for details","Metres",null,1]
["Wastewater","Structure","Boat Ramp","Base RL (m)","Level at the bottom of the Asset (in terms of a R.L). Refer technical chapter for details","Metres",null,1]
["Irrigation","Pump","Bore Pump","Pump Type","The type of Asset",null,"A_TYPPMP",1]
["Irrigation","Pump","Bore Pump","Input Voltage (V)","The rated Supply Voltage","Volts","A_CLSVLT",1]
["Irrigation","Pump","Bore Pump","Drive Type","Type of Variable Speed Unit used to operate the Asset",null,"A_TYPDRV",1]
["Irrigation","Pump","Bore Pump","Design Flow (L/s)","The normal operational Flow of the Pump","Litres per second",null,1]
["Irrigation","Pump","Bore Pump","Motor Size (kW)","Parameter to define the amount of Power the Asset can produce","Kilowatts",null,1]
["Irrigation","Pump","Bore Pump","Isolation Rating (V)","Voltage at which the Asset can safely withstand with respect to operator safety","Volts",null,1]
["Irrigation","Pump","Bore Pump","Depth (m)","Measured distance from ground level to the bottom of the Pump","Metres",null,1]
["Irrigation","Pump","Bore Pump","Motor Manufacturer","Manufacturer name that produces or supplies the Asset",null,null,1]
["Irrigation","Pump","Bore Pump","Motor Serial Number","Unique identification code of the Asset",null,null,1]
["Irrigation","Pump","Bore Pump","Design Head (kPa)","The normal operational Head of the Pump","Kilopascals",null,1]
["Irrigation","Pump","Bore Pump","Weight (kg)","Total weight of the Asset","Kilograms",null,1]
["Irrigation","Pump","Bore Pump","Current Rating (A)","Maximum Operating Current at full power","Amperes",null,1]
["Irrigation","Pump","Bore Pump","Speed (rpm)","Operating Speed under normal operation","Revolutions per minute",null,1]
["Irrigation","Pump","Bore Pump","Impellor Number","Unique identification code of the Asset",null,null,1]
["Stockwater","Pump","Bore Pump","Pump Type","The type of Asset",null,"A_TYPPMP",1]
["Stockwater","Pump","Bore Pump","Input Voltage (V)","The rated Supply Voltage","Volts","A_CLSVLT",1]
["Stockwater","Pump","Bore Pump","Drive Type","Type of Variable Speed Unit used to operate the Asset",null,"A_TYPDRV",1]
["Stockwater","Pump","Bore Pump","Design Flow (L/s)","The normal operational Flow of the Pump","Litres per second",null,1]
["Stockwater","Pump","Bore Pump","Motor Size (kW)","Parameter to define the amount of Power the Asset can produce","Kilowatts",null,1]
["Stockwater","Pump","Bore Pump","Isolation Rating (V)","Voltage at which the Asset can safely withstand with respect to operator safety","Volts",null,1]
["Stockwater","Pump","Bore Pump","Depth (m)","Measured distance from ground level to the bottom of the Pump","Metres",null,1]
["Stockwater","Pump","Bore Pump","Motor Manufacturer","Manufacturer name that produces or supplies the Asset",null,null,1]
["Stockwater","Pump","Bore Pump","Motor Serial Number","Unique identification code of the Asset",null,null,1]
["Stockwater","Pump","Bore Pump","Design Head (kPa)","The normal operational Head of the Pump","Kilopascals",null,1]
["Stockwater","Pump","Bore Pump","Weight (kg)","Total weight of the Asset","Kilograms",null,1]
["Stockwater","Pump","Bore Pump","Current Rating (A)","Maximum Operating Current at full power","Amperes",null,1]
["Stockwater","Pump","Bore Pump","Speed (rpm)","Operating Speed under normal operation","Revolutions per minute",null,1]
["Stockwater","Pump","Bore Pump","Impellor Number","Unique identification code of the Asset",null,null,1]
["Stormwater","Pump","Bore Pump","Pump Type","The type of Asset",null,"A_TYPPMP",1]
["Stormwater","Pump","Bore Pump","Input Voltage (V)","The rated Supply Voltage","Volts","A_CLSVLT",1]
["Stormwater","Pump","Bore Pump","Drive Type","Type of Variable Speed Unit used to operate the Asset",null,"A_TYPDRV",1]
["Stormwater","Pump","Bore Pump","Design Flow (L/s)","The normal operational Flow of the Pump","Litres per second",null,1]
["Stormwater","Pump","Bore Pump","Motor Size (kW)","Parameter to define the amount of Power the Asset can produce","Kilowatts",null,1]
["Stormwater","Pump","Bore Pump","Isolation Rating (V)","Voltage at which the Asset can safely withstand with respect to operator safety","Volts",null,1]
["Stormwater","Pump","Bore Pump","Depth (m)","Measured distance from ground level to the bottom of the Pump","Metres",null,1]
["Stormwater","Pump","Bore Pump","Motor Manufacturer","Manufacturer name that produces or supplies the Asset",null,null,1]
["Stormwater","Pump","Bore Pump","Motor Serial Number","Unique identification code of the Asset",null,null,1]
["Stormwater","Pump","Bore Pump","Design Head (kPa)","The normal operational Head of the Pump","Kilopascals",null,1]
["Stormwater","Pump","Bore Pump","Weight (kg)","Total weight of the Asset","Kilograms",null,1]
["Stormwater","Pump","Bore Pump","Current Rating (A)","Maximum Operating Current at full power","Amperes",null,1]
["Stormwater","Pump","Bore Pump","Speed (rpm)","Operating Speed under normal operation","Revolutions per minute",null,1]
["Stormwater","Pump","Bore Pump","Impellor Number","Unique identification code of the Asset",null,null,1]
["Water Supply","Pump","Bore Pump","Pump Type","The type of Asset",null,"A_TYPPMP",1]
["Water Supply","Pump","Bore Pump","Input Voltage (V)","The rated Supply Voltage","Volts","A_CLSVLT",1]
["Water Supply","Pump","Bore Pump","Drive Type","Type of Variable Speed Unit used to operate the Asset",null,"A_TYPDRV",1]
["Water Supply","Pump","Bore Pump","Design Flow (L/s)","The normal operational Flow of the Pump","Litres per second",null,1]
["Water Supply","Pump","Bore Pump","Motor Size (kW)","Parameter to define the amount of Power the Asset can produce","Kilowatts",null,1]
["Water Supply","Pump","Bore Pump","Isolation Rating (V)","Voltage at which the Asset can safely withstand with respect to operator safety","Volts",null,1]
["Water Supply","Pump","Bore Pump","Depth (m)","Measured distance from ground level to the bottom of the Pump","Metres",null,1]
["Water Supply","Pump","Bore Pump","Motor Manufacturer","Manufacturer name that produces or supplies the Asset",null,null,1]
["Water Supply","Pump","Bore Pump","Motor Serial Number","Unique identification code of the Asset",null,null,1]
["Water Supply","Pump","Bore Pump","Design Head (kPa)","The normal operational Head of the Pump","Kilopascals",null,1]
["Water Supply","Pump","Bore Pump","Weight (kg)","Total weight of the Asset","Kilograms",null,1]
["Water Supply","Pump","Bore Pump","Current Rating (A)","Maximum Operating Current at full power","Amperes",null,1]
["Water Supply","Pump","Bore Pump","Speed (rpm)","Operating Speed under normal operation","Revolutions per minute",null,1]
["Water Supply","Pump","Bore Pump","Impellor Number","Unique identification code of the Asset",null,null,1]
["Wastewater","Pump","Bore Pump","Pump Type","The type of Asset",null,"A_TYPPMP",1]
["Wastewater","Pump","Bore Pump","Input Voltage (V)","The rated Supply Voltage","Volts","A_CLSVLT",1]
["Wastewater","Pump","Bore Pump","Drive Type","Type of Variable Speed Unit used to operate the Asset",null,"A_TYPDRV",1]
["Wastewater","Pump","Bore Pump","Design Flow (L/s)","The normal operational Flow of the Pump","Litres per second",null,1]
["Wastewater","Pump","Bore Pump","Motor Size (kW)","Parameter to define the amount of Power the Asset can produce","Kilowatts",null,1]
["Wastewater","Pump","Bore Pump","Isolation Rating (V)","Voltage at which the Asset can safely withstand with respect to operator safety","Volts",null,1]
["Wastewater","Pump","Bore Pump","Depth (m)","Measured distance from ground level to the bottom of the Pump","Metres",null,1]
["Wastewater","Pump","Bore Pump","Motor Manufacturer","Manufacturer name that produces or supplies the Asset",null,null,1]
["Wastewater","Pump","Bore Pump","Motor Serial Number","Unique identification code of the Asset",null,null,1]
["Wastewater","Pump","Bore Pump","Design Head (kPa)","The normal operational Head of the Pump","Kilopascals",null,1]
["Wastewater","Pump","Bore Pump","Weight (kg)","Total weight of the Asset","Kilograms",null,1]
["Wastewater","Pump","Bore Pump","Current Rating (A)","Maximum Operating Current at full power","Amperes",null,1]
["Wastewater","Pump","Bore Pump","Speed (rpm)","Operating Speed under normal operation","Revolutions per minute",null,1]
["Wastewater","Pump","Bore Pump","Impellor Number","Unique identification code of the Asset",null,null,1]
["Water Supply","Pump","Bore Pump","Manufacturer","Name of the manufacturer",null,null,1]
["Water Supply","Pump","Bore Pump","Model","Name of the manufacturer model",null,null,1]
["Water Supply","Pump","Bore Pump","Serial Number","Identification code supplied by the manufacturer",null,null,1]
["Water Supply","Pump","Bore Pump","Warranty Expiry Date","Expiry date of the warranty period",null,null,1]
["Irrigation","Pump","Bore Pump","Manufacturer","Name of the manufacturer",null,null,1]
["Irrigation","Pump","Bore Pump","Model","Name of the manufacturer model",null,null,1]
["Irrigation","Pump","Bore Pump","Serial Number","Identification code supplied by the manufacturer",null,null,1]
["Irrigation","Pump","Bore Pump","Warranty Expiry Date","Expiry date of the warranty period",null,null,1]
["Stockwater","Pump","Bore Pump","Manufacturer","Name of the manufacturer",null,null,1]
["Stockwater","Pump","Bore Pump","Model","Name of the manufacturer model",null,null,1]
["Stockwater","Pump","Bore Pump","Serial Number","Identification code supplied by the manufacturer",null,null,1]
["Stockwater","Pump","Bore Pump","Warranty Expiry Date","Expiry date of the warranty period",null,null,1]
["Stormwater","Pump","Bore Pump","Manufacturer","Name of the manufacturer",null,null,1]
["Stormwater","Pump","Bore Pump","Model","Name of the manufacturer model",null,null,1]
["Stormwater","Pump","Bore Pump","Serial Number","Identification code supplied by the manufacturer",null,null,1]
["Stormwater","Pump","Bore Pump","Warranty Expiry Date","Expiry date of the warranty period",null,null,1]
["Wastewater","Pump","Bore Pump","Manufacturer","Name of the manufacturer",null,null,1]
["Wastewater","Pump","Bore Pump","Model","Name of the manufacturer model",null,null,1]
["Wastewater","Pump","Bore Pump","Serial Number","Identification code supplied by the manufacturer",null,null,1]
["Wastewater","Pump","Bore Pump","Warranty Expiry Date","Expiry date of the warranty period",null,null,1]
["Irrigation","Chamber","Bypass Chamber","Material","Material used to manufacture the Asset",null,"A_MTLTNK",1]
["Irrigation","Chamber","Bypass Chamber","Construction Method","Construction method used to form the Asset",null,"A_MTHSTR",1]
["Irrigation","Chamber","Bypass Chamber","Chamber Shape","Preformed shape of the Asset",null,"A_SHPCMB",1]
["Irrigation","Chamber","Bypass Chamber","Lid Type","Asset category type",null,"A_TYPLID",1]
["Irrigation","Chamber","Bypass Chamber","Lid Material","Material used to manufacture the Asset",null,"A_MTLLID",1]
["Irrigation","Chamber","Bypass Chamber","Lid Shape","Physical shape of the Asset",null,"A_SHPLID",1]
["Irrigation","Chamber","Bypass Chamber","Lid Fixing","Fixing mechanism used to secure the Asset",null,"A_FIXLID",1]
["Irrigation","Chamber","Bypass Chamber","Lid Security","Security measures to prevent accessibility into the Asset",null,"A_SCRLID",1]
["Irrigation","Chamber","Bypass Chamber","Lid Class","Weight Classification Category designated for the required trafficking on the Asset",null,"A_CLSLID",1]
["Irrigation","Chamber","Bypass Chamber","Diameter (m)","Internal Diameter of the Asset (if not rectangular)","Metres",null,1]
["Irrigation","Chamber","Bypass Chamber","Length (m)","Internal length of the Asset (if not circular)","Metres",null,1]
["Irrigation","Chamber","Bypass Chamber","Width (m)","Internal Width Of The Asset (if not circular) ","Metres",null,1]
["Irrigation","Chamber","Bypass Chamber","Depth (m)","Internal distance between the lid level of the Chamber and the base","Metres",null,1]
["Irrigation","Chamber","Bypass Chamber","Lid RL (m)","Level of the centre of the top of the Asset (in terms of a R.L)","Metres",null,1]
["Irrigation","Chamber","Bypass Chamber","Base RL (m)","Level on the internal base floor of the Asset (in terms of a R.L)","Metres",null,1]
["Irrigation","Chamber","Bypass Chamber","Lid Diameter (mm)","External diameter of the Asset (if not rectangular)","Millimetres",null,1]
["Irrigation","Chamber","Bypass Chamber","Lid Length (mm)","External length of the Asset (if not circular)","Millimetres",null,1]
["Irrigation","Chamber","Bypass Chamber","Lid Width (mm)","External width of the Asset (if not circular)","Millimetres",null,1]
["Stockwater","Chamber","Bypass Chamber","Material","Material used to manufacture the Asset",null,"A_MTLTNK",1]
["Stockwater","Chamber","Bypass Chamber","Construction Method","Construction method used to form the Asset",null,"A_MTHSTR",1]
["Stockwater","Chamber","Bypass Chamber","Chamber Shape","Preformed shape of the Asset",null,"A_SHPCMB",1]
["Stockwater","Chamber","Bypass Chamber","Lid Type","Asset category type",null,"A_TYPLID",1]
["Stockwater","Chamber","Bypass Chamber","Lid Material","Material used to manufacture the Asset",null,"A_MTLLID",1]
["Stockwater","Chamber","Bypass Chamber","Lid Shape","Physical shape of the Asset",null,"A_SHPLID",1]
["Stockwater","Chamber","Bypass Chamber","Lid Fixing","Fixing mechanism used to secure the Asset",null,"A_FIXLID",1]
["Stockwater","Chamber","Bypass Chamber","Lid Security","Security measures to prevent accessibility into the Asset",null,"A_SCRLID",1]
["Stockwater","Chamber","Bypass Chamber","Lid Class","Weight Classification Category designated for the required trafficking on the Asset",null,"A_CLSLID",1]
["Stockwater","Chamber","Bypass Chamber","Diameter (m)","Internal Diameter of the Asset (if not rectangular)","Metres",null,1]
["Stockwater","Chamber","Bypass Chamber","Length (m)","Internal length of the Asset (if not circular)","Metres",null,1]
["Stockwater","Chamber","Bypass Chamber","Width (m)","Internal Width Of The Asset (if not circular) ","Metres",null,1]
["Stockwater","Chamber","Bypass Chamber","Depth (m)","Internal distance between the lid level of the Chamber and the base","Metres",null,1]
["Stockwater","Chamber","Bypass Chamber","Lid RL (m)","Level of the centre of the top of the Asset (in terms of a R.L)","Metres",null,1]
["Stockwater","Chamber","Bypass Chamber","Base RL (m)","Level on the internal base floor of the Asset (in terms of a R.L)","Metres",null,1]
["Stockwater","Chamber","Bypass Chamber","Lid Diameter (mm)","External diameter of the Asset (if not rectangular)","Millimetres",null,1]
["Stockwater","Chamber","Bypass Chamber","Lid Length (mm)","External length of the Asset (if not circular)","Millimetres",null,1]
["Stockwater","Chamber","Bypass Chamber","Lid Width (mm)","External width of the Asset (if not circular)","Millimetres",null,1]
["Stormwater","Chamber","Bypass Chamber","Material","Material used to manufacture the Asset",null,"A_MTLTNK",1]
["Stormwater","Chamber","Bypass Chamber","Construction Method","Construction method used to form the Asset",null,"A_MTHSTR",1]
["Stormwater","Chamber","Bypass Chamber","Chamber Shape","Preformed shape of the Asset",null,"A_SHPCMB",1]
["Stormwater","Chamber","Bypass Chamber","Lid Type","Asset category type",null,"A_TYPLID",1]
["Stormwater","Chamber","Bypass Chamber","Lid Material","Material used to manufacture the Asset",null,"A_MTLLID",1]
["Stormwater","Chamber","Bypass Chamber","Lid Shape","Physical shape of the Asset",null,"A_SHPLID",1]
["Stormwater","Chamber","Bypass Chamber","Lid Fixing","Fixing mechanism used to secure the Asset",null,"A_FIXLID",1]
["Stormwater","Chamber","Bypass Chamber","Lid Security","Security measures to prevent accessibility into the Asset",null,"A_SCRLID",1]
["Stormwater","Chamber","Bypass Chamber","Lid Class","Weight Classification Category designated for the required trafficking on the Asset",null,"A_CLSLID",1]
["Stormwater","Chamber","Bypass Chamber","Diameter (m)","Internal Diameter of the Asset (if not rectangular)","Metres",null,1]
["Stormwater","Chamber","Bypass Chamber","Length (m)","Internal length of the Asset (if not circular)","Metres",null,1]
["Stormwater","Chamber","Bypass Chamber","Width (m)","Internal Width Of The Asset (if not circular) ","Metres",null,1]
["Stormwater","Chamber","Bypass Chamber","Depth (m)","Internal distance between the lid level of the Chamber and the base","Metres",null,1]
["Stormwater","Chamber","Bypass Chamber","Lid RL (m)","Level of the centre of the top of the Asset (in terms of a R.L)","Metres",null,1]
["Stormwater","Chamber","Bypass Chamber","Base RL (m)","Level on the internal base floor of the Asset (in terms of a R.L)","Metres",null,1]
["Stormwater","Chamber","Bypass Chamber","Lid Diameter (mm)","External diameter of the Asset (if not rectangular)","Millimetres",null,1]
["Stormwater","Chamber","Bypass Chamber","Lid Length (mm)","External length of the Asset (if not circular)","Millimetres",null,1]
["Stormwater","Chamber","Bypass Chamber","Lid Width (mm)","External width of the Asset (if not circular)","Millimetres",null,1]
["Water Supply","Chamber","Bypass Chamber","Material","Material used to manufacture the Asset",null,"A_MTLTNK",1]
["Water Supply","Chamber","Bypass Chamber","Construction Method","Construction method used to form the Asset",null,"A_MTHSTR",1]
["Water Supply","Chamber","Bypass Chamber","Chamber Shape","Preformed shape of the Asset",null,"A_SHPCMB",1]
["Water Supply","Chamber","Bypass Chamber","Lid Type","Asset category type",null,"A_TYPLID",1]
["Water Supply","Chamber","Bypass Chamber","Lid Material","Material used to manufacture the Asset",null,"A_MTLLID",1]
["Water Supply","Chamber","Bypass Chamber","Lid Shape","Physical shape of the Asset",null,"A_SHPLID",1]
["Water Supply","Chamber","Bypass Chamber","Lid Fixing","Fixing mechanism used to secure the Asset",null,"A_FIXLID",1]
["Water Supply","Chamber","Bypass Chamber","Lid Security","Security measures to prevent accessibility into the Asset",null,"A_SCRLID",1]
["Water Supply","Chamber","Bypass Chamber","Lid Class","Weight Classification Category designated for the required trafficking on the Asset",null,"A_CLSLID",1]
["Water Supply","Chamber","Bypass Chamber","Diameter (m)","Internal Diameter of the Asset (if not rectangular)","Metres",null,1]
["Water Supply","Chamber","Bypass Chamber","Length (m)","Internal length of the Asset (if not circular)","Metres",null,1]
["Water Supply","Chamber","Bypass Chamber","Width (m)","Internal Width Of The Asset (if not circular) ","Metres",null,1]
["Water Supply","Chamber","Bypass Chamber","Depth (m)","Internal distance between the lid level of the Chamber and the base","Metres",null,1]
["Water Supply","Chamber","Bypass Chamber","Lid RL (m)","Level of the centre of the top of the Asset (in terms of a R.L)","Metres",null,1]
["Water Supply","Chamber","Bypass Chamber","Base RL (m)","Level on the internal base floor of the Asset (in terms of a R.L)","Metres",null,1]
["Water Supply","Chamber","Bypass Chamber","Lid Diameter (mm)","External diameter of the Asset (if not rectangular)","Millimetres",null,1]
["Water Supply","Chamber","Bypass Chamber","Lid Length (mm)","External length of the Asset (if not circular)","Millimetres",null,1]
["Water Supply","Chamber","Bypass Chamber","Lid Width (mm)","External width of the Asset (if not circular)","Millimetres",null,1]
["Wastewater","Chamber","Bypass Chamber","Material","Material used to manufacture the Asset",null,"A_MTLTNK",1]
["Wastewater","Chamber","Bypass Chamber","Construction Method","Construction method used to form the Asset",null,"A_MTHSTR",1]
["Wastewater","Chamber","Bypass Chamber","Chamber Shape","Preformed shape of the Asset",null,"A_SHPCMB",1]
["Wastewater","Chamber","Bypass Chamber","Lid Type","Asset category type",null,"A_TYPLID",1]
["Wastewater","Chamber","Bypass Chamber","Lid Material","Material used to manufacture the Asset",null,"A_MTLLID",1]
["Wastewater","Chamber","Bypass Chamber","Lid Shape","Physical shape of the Asset",null,"A_SHPLID",1]
["Wastewater","Chamber","Bypass Chamber","Lid Fixing","Fixing mechanism used to secure the Asset",null,"A_FIXLID",1]
["Wastewater","Chamber","Bypass Chamber","Lid Security","Security measures to prevent accessibility into the Asset",null,"A_SCRLID",1]
["Wastewater","Chamber","Bypass Chamber","Lid Class","Weight Classification Category designated for the required trafficking on the Asset",null,"A_CLSLID",1]
["Wastewater","Chamber","Bypass Chamber","Diameter (m)","Internal Diameter of the Asset (if not rectangular)","Metres",null,1]
["Wastewater","Chamber","Bypass Chamber","Length (m)","Internal length of the Asset (if not circular)","Metres",null,1]
["Wastewater","Chamber","Bypass Chamber","Width (m)","Internal Width Of The Asset (if not circular) ","Metres",null,1]
["Wastewater","Chamber","Bypass Chamber","Depth (m)","Internal distance between the lid level of the Chamber and the base","Metres",null,1]
["Wastewater","Chamber","Bypass Chamber","Lid RL (m)","Level of the centre of the top of the Asset (in terms of a R.L)","Metres",null,1]
["Wastewater","Chamber","Bypass Chamber","Base RL (m)","Level on the internal base floor of the Asset (in terms of a R.L)","Metres",null,1]
["Wastewater","Chamber","Bypass Chamber","Lid Diameter (mm)","External diameter of the Asset (if not rectangular)","Millimetres",null,1]
["Wastewater","Chamber","Bypass Chamber","Lid Length (mm)","External length of the Asset (if not circular)","Millimetres",null,1]
["Wastewater","Chamber","Bypass Chamber","Lid Width (mm)","External width of the Asset (if not circular)","Millimetres",null,1]
["Water Supply","Chamber","Bypass Chamber","Manufacturer","Name of the manufacturer",null,null,1]
["Water Supply","Chamber","Bypass Chamber","Model","Name of the manufacturer model",null,null,1]
["Wastewater","Chamber","Bypass Chamber","Manufacturer","Name of the manufacturer",null,null,1]
["Wastewater","Chamber","Bypass Chamber","Model","Name of the manufacturer model",null,null,1]
["Irrigation","Chamber","Bypass Chamber","Manufacturer","Name of the manufacturer",null,null,1]
["Irrigation","Chamber","Bypass Chamber","Model","Name of the manufacturer model",null,null,1]
["Stockwater","Chamber","Bypass Chamber","Manufacturer","Name of the manufacturer",null,null,1]
["Stockwater","Chamber","Bypass Chamber","Model","Name of the manufacturer model",null,null,1]
["Stormwater","Chamber","Bypass Chamber","Manufacturer","Name of the manufacturer",null,null,1]
["Stormwater","Chamber","Bypass Chamber","Model","Name of the manufacturer model",null,null,1]
["Irrigation","Filter","Cartridge Filter","Filter Media","Material used within the Filtration System",null,"A_MTLFLM",1]
["Irrigation","Filter","Cartridge Filter","Length (mm)","Length of the Filtration System (If not circular)","Millimetres",null,1]
["Irrigation","Filter","Cartridge Filter","Width (mm)","Width of the Filtration System (If not circular)","Millimetres",null,1]
["Irrigation","Filter","Cartridge Filter","Diameter (mm)","Diameter of the Filter System","Millimetres",null,1]
["Irrigation","Filter","Cartridge Filter","Depth (mm)","Average depth of the Filtration System","Millimetres",null,1]
["Irrigation","Filter","Cartridge Filter","Filter Count","Total number of filtration units in system","Count",null,1]
["Stockwater","Filter","Cartridge Filter","Filter Media","Material used within the Filtration System",null,"A_MTLFLM",1]
["Stockwater","Filter","Cartridge Filter","Length (mm)","Length of the Filtration System (If not circular)","Millimetres",null,1]
["Stockwater","Filter","Cartridge Filter","Width (mm)","Width of the Filtration System (If not circular)","Millimetres",null,1]
["Stockwater","Filter","Cartridge Filter","Diameter (mm)","Diameter of the Filter System","Millimetres",null,1]
["Stockwater","Filter","Cartridge Filter","Depth (mm)","Average depth of the Filtration System","Millimetres",null,1]
["Stockwater","Filter","Cartridge Filter","Filter Count","Total number of filtration units in system","Count",null,1]
["Stormwater","Filter","Cartridge Filter","Filter Media","Material used within the Filtration System",null,"A_MTLFLM",1]
["Stormwater","Filter","Cartridge Filter","Length (mm)","Length of the Filtration System (If not circular)","Millimetres",null,1]
["Stormwater","Filter","Cartridge Filter","Width (mm)","Width of the Filtration System (If not circular)","Millimetres",null,1]
["Stormwater","Filter","Cartridge Filter","Diameter (mm)","Diameter of the Filter System","Millimetres",null,1]
["Stormwater","Filter","Cartridge Filter","Depth (mm)","Average depth of the Filtration System","Millimetres",null,1]
["Stormwater","Filter","Cartridge Filter","Filter Count","Total number of filtration units in system","Count",null,1]
["Water Supply","Filter","Cartridge Filter","Filter Media","Material used within the Filtration System",null,"A_MTLFLM",1]
["Water Supply","Filter","Cartridge Filter","Length (mm)","Length of the Filtration System (If not circular)","Millimetres",null,1]
["Water Supply","Filter","Cartridge Filter","Width (mm)","Width of the Filtration System (If not circular)","Millimetres",null,1]
["Water Supply","Filter","Cartridge Filter","Diameter (mm)","Diameter of the Filter System","Millimetres",null,1]
["Water Supply","Filter","Cartridge Filter","Depth (mm)","Average depth of the Filtration System","Millimetres",null,1]
["Water Supply","Filter","Cartridge Filter","Filter Count","Total number of filtration units in system","Count",null,1]
["Wastewater","Filter","Cartridge Filter","Filter Media","Material used within the Filtration System",null,"A_MTLFLM",1]
["Wastewater","Filter","Cartridge Filter","Length (mm)","Length of the Filtration System (If not circular)","Millimetres",null,1]
["Wastewater","Filter","Cartridge Filter","Width (mm)","Width of the Filtration System (If not circular)","Millimetres",null,1]
["Wastewater","Filter","Cartridge Filter","Diameter (mm)","Diameter of the Filter System","Millimetres",null,1]
["Wastewater","Filter","Cartridge Filter","Depth (mm)","Average depth of the Filtration System","Millimetres",null,1]
["Wastewater","Filter","Cartridge Filter","Filter Count","Total number of filtration units in system","Count",null,1]
["Water Supply","Filter","Cartridge Filter","Manufacturer","Name of the manufacturer",null,null,1]
["Water Supply","Filter","Cartridge Filter","Model","Name of the manufacturer model",null,null,1]
["Water Supply","Filter","Cartridge Filter","Serial Number","Identification code supplied by the manufacturer",null,null,1]
["Irrigation","Filter","Cartridge Filter","Manufacturer","Name of the manufacturer",null,null,1]
["Irrigation","Filter","Cartridge Filter","Model","Name of the manufacturer model",null,null,1]
["Irrigation","Filter","Cartridge Filter","Serial Number","Identification code supplied by the manufacturer",null,null,1]
["Stockwater","Filter","Cartridge Filter","Manufacturer","Name of the manufacturer",null,null,1]
["Stockwater","Filter","Cartridge Filter","Model","Name of the manufacturer model",null,null,1]
["Stockwater","Filter","Cartridge Filter","Serial Number","Identification code supplied by the manufacturer",null,null,1]
["Wastewater","Filter","Cartridge Filter","Manufacturer","Name of the manufacturer",null,null,1]
["Wastewater","Filter","Cartridge Filter","Model","Name of the manufacturer model",null,null,1]
["Wastewater","Filter","Cartridge Filter","Serial Number","Identification code supplied by the manufacturer",null,null,1]
["Stormwater","Filter","Cartridge Filter","Manufacturer","Name of the manufacturer",null,null,1]
["Stormwater","Filter","Cartridge Filter","Model","Name of the manufacturer model",null,null,1]
["Stormwater","Filter","Cartridge Filter","Serial Number","Identification code supplied by the manufacturer",null,null,1]
["Irrigation","Pump","Caustic Soda Dosing Pump","Pump Type","The type of Asset",null,"A_TYPPMP",1]
["Irrigation","Pump","Caustic Soda Dosing Pump","Input Voltage (V)","The rated Supply Voltage","Volts","A_CLSVLT",1]
["Irrigation","Pump","Caustic Soda Dosing Pump","Design Flow (L/s)","The normal operational Flow of the Pump","Litres per second",null,1]
["Irrigation","Pump","Caustic Soda Dosing Pump","Motor Size (kW)","Parameter to define the amount of Power the Asset can produce","Kilowatts",null,1]
["Irrigation","Pump","Caustic Soda Dosing Pump","Isolation Rating (V)","Voltage at which the Asset can safely withstand with respect to operator safety","Volts",null,1]
["Stockwater","Pump","Caustic Soda Dosing Pump","Pump Type","The type of Asset",null,"A_TYPPMP",1]
["Stockwater","Pump","Caustic Soda Dosing Pump","Input Voltage (V)","The rated Supply Voltage","Volts","A_CLSVLT",1]
["Stockwater","Pump","Caustic Soda Dosing Pump","Design Flow (L/s)","The normal operational Flow of the Pump","Litres per second",null,1]
["Stockwater","Pump","Caustic Soda Dosing Pump","Motor Size (kW)","Parameter to define the amount of Power the Asset can produce","Kilowatts",null,1]
["Stockwater","Pump","Caustic Soda Dosing Pump","Isolation Rating (V)","Voltage at which the Asset can safely withstand with respect to operator safety","Volts",null,1]
["Stormwater","Pump","Caustic Soda Dosing Pump","Pump Type","The type of Asset",null,"A_TYPPMP",1]
["Stormwater","Pump","Caustic Soda Dosing Pump","Input Voltage (V)","The rated Supply Voltage","Volts","A_CLSVLT",1]
["Stormwater","Pump","Caustic Soda Dosing Pump","Design Flow (L/s)","The normal operational Flow of the Pump","Litres per second",null,1]
["Stormwater","Pump","Caustic Soda Dosing Pump","Motor Size (kW)","Parameter to define the amount of Power the Asset can produce","Kilowatts",null,1]
["Stormwater","Pump","Caustic Soda Dosing Pump","Isolation Rating (V)","Voltage at which the Asset can safely withstand with respect to operator safety","Volts",null,1]
["Water Supply","Pump","Caustic Soda Dosing Pump","Pump Type","The type of Asset",null,"A_TYPPMP",1]
["Water Supply","Pump","Caustic Soda Dosing Pump","Input Voltage (V)","The rated Supply Voltage","Volts","A_CLSVLT",1]
["Water Supply","Pump","Caustic Soda Dosing Pump","Design Flow (L/s)","The normal operational Flow of the Pump","Litres per second",null,1]
["Water Supply","Pump","Caustic Soda Dosing Pump","Motor Size (kW)","Parameter to define the amount of Power the Asset can produce","Kilowatts",null,1]
["Water Supply","Pump","Caustic Soda Dosing Pump","Isolation Rating (V)","Voltage at which the Asset can safely withstand with respect to operator safety","Volts",null,1]
["Wastewater","Pump","Caustic Soda Dosing Pump","Pump Type","The type of Asset",null,"A_TYPPMP",1]
["Wastewater","Pump","Caustic Soda Dosing Pump","Input Voltage (V)","The rated Supply Voltage","Volts","A_CLSVLT",1]
["Wastewater","Pump","Caustic Soda Dosing Pump","Design Flow (L/s)","The normal operational Flow of the Pump","Litres per second",null,1]
["Wastewater","Pump","Caustic Soda Dosing Pump","Motor Size (kW)","Parameter to define the amount of Power the Asset can produce","Kilowatts",null,1]
["Wastewater","Pump","Caustic Soda Dosing Pump","Isolation Rating (V)","Voltage at which the Asset can safely withstand with respect to operator safety","Volts",null,1]
["Water Supply","Pump","Caustic Soda Dosing Pump","Manufacturer","Name of the manufacturer",null,null,1]
["Water Supply","Pump","Caustic Soda Dosing Pump","Model","Name of the manufacturer model",null,null,1]
["Water Supply","Pump","Caustic Soda Dosing Pump","Serial Number","Identification code supplied by the manufacturer",null,null,1]
["Water Supply","Pump","Caustic Soda Dosing Pump","Warranty Expiry Date","Expiry date of the warranty period",null,null,1]
["Irrigation","Pump","Caustic Soda Dosing Pump","Manufacturer","Name of the manufacturer",null,null,1]
["Irrigation","Pump","Caustic Soda Dosing Pump","Model","Name of the manufacturer model",null,null,1]
["Irrigation","Pump","Caustic Soda Dosing Pump","Serial Number","Identification code supplied by the manufacturer",null,null,1]
["Irrigation","Pump","Caustic Soda Dosing Pump","Warranty Expiry Date","Expiry date of the warranty period",null,null,1]
["Stockwater","Pump","Caustic Soda Dosing Pump","Manufacturer","Name of the manufacturer",null,null,1]
["Stockwater","Pump","Caustic Soda Dosing Pump","Model","Name of the manufacturer model",null,null,1]
["Stockwater","Pump","Caustic Soda Dosing Pump","Serial Number","Identification code supplied by the manufacturer",null,null,1]
["Stockwater","Pump","Caustic Soda Dosing Pump","Warranty Expiry Date","Expiry date of the warranty period",null,null,1]
["Stormwater","Pump","Caustic Soda Dosing Pump","Manufacturer","Name of the manufacturer",null,null,1]
["Stormwater","Pump","Caustic Soda Dosing Pump","Model","Name of the manufacturer model",null,null,1]
["Stormwater","Pump","Caustic Soda Dosing Pump","Serial Number","Identification code supplied by the manufacturer",null,null,1]
["Stormwater","Pump","Caustic Soda Dosing Pump","Warranty Expiry Date","Expiry date of the warranty period",null,null,1]
["Wastewater","Pump","Caustic Soda Dosing Pump","Manufacturer","Name of the manufacturer",null,null,1]
["Wastewater","Pump","Caustic Soda Dosing Pump","Model","Name of the manufacturer model",null,null,1]
["Wastewater","Pump","Caustic Soda Dosing Pump","Serial Number","Identification code supplied by the manufacturer",null,null,1]
["Wastewater","Pump","Caustic Soda Dosing Pump","Warranty Expiry Date","Expiry date of the warranty period",null,null,1]
["Irrigation","Pump","Caustic Soda Transfer Pump","Pump Type","The type of Asset",null,"A_TYPPMP",1]
["Irrigation","Pump","Caustic Soda Transfer Pump","Input Voltage (V)","The rated Supply Voltage","Volts","A_CLSVLT",1]
["Irrigation","Pump","Caustic Soda Transfer Pump","Design Flow (L/s)","The normal operational Flow of the Pump","Litres per second",null,1]
["Irrigation","Pump","Caustic Soda Transfer Pump","Motor Size (kW)","Parameter to define the amount of Power the Asset can produce","Kilowatts",null,1]
["Irrigation","Pump","Caustic Soda Transfer Pump","Isolation Rating (V)","Voltage at which the Asset can safely withstand with respect to operator safety","Volts",null,1]
["Stockwater","Pump","Caustic Soda Transfer Pump","Pump Type","The type of Asset",null,"A_TYPPMP",1]
["Stockwater","Pump","Caustic Soda Transfer Pump","Input Voltage (V)","The rated Supply Voltage","Volts","A_CLSVLT",1]
["Stockwater","Pump","Caustic Soda Transfer Pump","Design Flow (L/s)","The normal operational Flow of the Pump","Litres per second",null,1]
["Stockwater","Pump","Caustic Soda Transfer Pump","Motor Size (kW)","Parameter to define the amount of Power the Asset can produce","Kilowatts",null,1]
["Stockwater","Pump","Caustic Soda Transfer Pump","Isolation Rating (V)","Voltage at which the Asset can safely withstand with respect to operator safety","Volts",null,1]
["Stormwater","Pump","Caustic Soda Transfer Pump","Pump Type","The type of Asset",null,"A_TYPPMP",1]
["Stormwater","Pump","Caustic Soda Transfer Pump","Input Voltage (V)","The rated Supply Voltage","Volts","A_CLSVLT",1]
["Stormwater","Pump","Caustic Soda Transfer Pump","Design Flow (L/s)","The normal operational Flow of the Pump","Litres per second",null,1]
["Stormwater","Pump","Caustic Soda Transfer Pump","Motor Size (kW)","Parameter to define the amount of Power the Asset can produce","Kilowatts",null,1]
["Stormwater","Pump","Caustic Soda Transfer Pump","Isolation Rating (V)","Voltage at which the Asset can safely withstand with respect to operator safety","Volts",null,1]
["Water Supply","Pump","Caustic Soda Transfer Pump","Pump Type","The type of Asset",null,"A_TYPPMP",1]
["Water Supply","Pump","Caustic Soda Transfer Pump","Input Voltage (V)","The rated Supply Voltage","Volts","A_CLSVLT",1]
["Water Supply","Pump","Caustic Soda Transfer Pump","Design Flow (L/s)","The normal operational Flow of the Pump","Litres per second",null,1]
["Water Supply","Pump","Caustic Soda Transfer Pump","Motor Size (kW)","Parameter to define the amount of Power the Asset can produce","Kilowatts",null,1]
["Water Supply","Pump","Caustic Soda Transfer Pump","Isolation Rating (V)","Voltage at which the Asset can safely withstand with respect to operator safety","Volts",null,1]
["Wastewater","Pump","Caustic Soda Transfer Pump","Pump Type","The type of Asset",null,"A_TYPPMP",1]
["Wastewater","Pump","Caustic Soda Transfer Pump","Input Voltage (V)","The rated Supply Voltage","Volts","A_CLSVLT",1]
["Wastewater","Pump","Caustic Soda Transfer Pump","Design Flow (L/s)","The normal operational Flow of the Pump","Litres per second",null,1]
["Wastewater","Pump","Caustic Soda Transfer Pump","Motor Size (kW)","Parameter to define the amount of Power the Asset can produce","Kilowatts",null,1]
["Wastewater","Pump","Caustic Soda Transfer Pump","Isolation Rating (V)","Voltage at which the Asset can safely withstand with respect to operator safety","Volts",null,1]
["Water Supply","Pump","Caustic Soda Transfer Pump","Manufacturer","Name of the manufacturer",null,null,1]
["Water Supply","Pump","Caustic Soda Transfer Pump","Model","Name of the manufacturer model",null,null,1]
["Water Supply","Pump","Caustic Soda Transfer Pump","Serial Number","Identification code supplied by the manufacturer",null,null,1]
["Water Supply","Pump","Caustic Soda Transfer Pump","Warranty Expiry Date","Expiry date of the warranty period",null,null,1]
["Irrigation","Pump","Caustic Soda Transfer Pump","Manufacturer","Name of the manufacturer",null,null,1]
["Irrigation","Pump","Caustic Soda Transfer Pump","Model","Name of the manufacturer model",null,null,1]
["Irrigation","Pump","Caustic Soda Transfer Pump","Serial Number","Identification code supplied by the manufacturer",null,null,1]
["Irrigation","Pump","Caustic Soda Transfer Pump","Warranty Expiry Date","Expiry date of the warranty period",null,null,1]
["Stockwater","Pump","Caustic Soda Transfer Pump","Manufacturer","Name of the manufacturer",null,null,1]
["Stockwater","Pump","Caustic Soda Transfer Pump","Model","Name of the manufacturer model",null,null,1]
["Stockwater","Pump","Caustic Soda Transfer Pump","Serial Number","Identification code supplied by the manufacturer",null,null,1]
["Stockwater","Pump","Caustic Soda Transfer Pump","Warranty Expiry Date","Expiry date of the warranty period",null,null,1]
["Stormwater","Pump","Caustic Soda Transfer Pump","Manufacturer","Name of the manufacturer",null,null,1]
["Stormwater","Pump","Caustic Soda Transfer Pump","Model","Name of the manufacturer model",null,null,1]
["Stormwater","Pump","Caustic Soda Transfer Pump","Serial Number","Identification code supplied by the manufacturer",null,null,1]
["Stormwater","Pump","Caustic Soda Transfer Pump","Warranty Expiry Date","Expiry date of the warranty period",null,null,1]
["Wastewater","Pump","Caustic Soda Transfer Pump","Manufacturer","Name of the manufacturer",null,null,1]
["Wastewater","Pump","Caustic Soda Transfer Pump","Model","Name of the manufacturer model",null,null,1]
["Wastewater","Pump","Caustic Soda Transfer Pump","Serial Number","Identification code supplied by the manufacturer",null,null,1]
["Wastewater","Pump","Caustic Soda Transfer Pump","Warranty Expiry Date","Expiry date of the warranty period",null,null,1]
["Irrigation","Site Services","Chamber and Tank Lid","Material","Material used to manufacture the Asset",null,"A_MTLCHT",1]
["Irrigation","Site Services","Chamber and Tank Lid","Lid Type","Type of the Asset",null,"A_TYPLID",1]
["Irrigation","Site Services","Chamber and Tank Lid","Diameter (m)","External diameter of the Asset (if not rectangular)","Metres",null,1]
["Irrigation","Site Services","Chamber and Tank Lid","Length (m)","Total Length of the Asset (if not circular)","Metres",null,1]
["Irrigation","Site Services","Chamber and Tank Lid","Width (m)","Total Width of the Asset (if not circular)","Metres",null,1]
["Irrigation","Site Services","Chamber and Tank Lid","Area (m2)","Total Area of the Asset","Square metres",null,1]
["Irrigation","Site Services","Chamber and Tank Lid","Weight (kg)","Total Weight of the Asset","Kilograms",null,1]
["Stockwater","Site Services","Chamber and Tank Lid","Material","Material used to manufacture the Asset",null,"A_MTLCHT",1]
["Stockwater","Site Services","Chamber and Tank Lid","Lid Type","Type of the Asset",null,"A_TYPLID",1]
["Stockwater","Site Services","Chamber and Tank Lid","Diameter (m)","External diameter of the Asset (if not rectangular)","Metres",null,1]
["Stockwater","Site Services","Chamber and Tank Lid","Length (m)","Total Length of the Asset (if not circular)","Metres",null,1]
["Stockwater","Site Services","Chamber and Tank Lid","Width (m)","Total Width of the Asset (if not circular)","Metres",null,1]
["Stockwater","Site Services","Chamber and Tank Lid","Area (m2)","Total Area of the Asset","Square metres",null,1]
["Stockwater","Site Services","Chamber and Tank Lid","Weight (kg)","Total Weight of the Asset","Kilograms",null,1]
["Stormwater","Site Services","Chamber and Tank Lid","Material","Material used to manufacture the Asset",null,"A_MTLCHT",1]
["Stormwater","Site Services","Chamber and Tank Lid","Lid Type","Type of the Asset",null,"A_TYPLID",1]
["Stormwater","Site Services","Chamber and Tank Lid","Diameter (m)","External diameter of the Asset (if not rectangular)","Metres",null,1]
["Stormwater","Site Services","Chamber and Tank Lid","Length (m)","Total Length of the Asset (if not circular)","Metres",null,1]
["Stormwater","Site Services","Chamber and Tank Lid","Width (m)","Total Width of the Asset (if not circular)","Metres",null,1]
["Stormwater","Site Services","Chamber and Tank Lid","Area (m2)","Total Area of the Asset","Square metres",null,1]
["Stormwater","Site Services","Chamber and Tank Lid","Weight (kg)","Total Weight of the Asset","Kilograms",null,1]
["Water Supply","Site Services","Chamber and Tank Lid","Material","Material used to manufacture the Asset",null,"A_MTLCHT",1]
["Water Supply","Site Services","Chamber and Tank Lid","Lid Type","Type of the Asset",null,"A_TYPLID",1]
["Water Supply","Site Services","Chamber and Tank Lid","Diameter (m)","External diameter of the Asset (if not rectangular)","Metres",null,1]
["Water Supply","Site Services","Chamber and Tank Lid","Length (m)","Total Length of the Asset (if not circular)","Metres",null,1]
["Water Supply","Site Services","Chamber and Tank Lid","Width (m)","Total Width of the Asset (if not circular)","Metres",null,1]
["Water Supply","Site Services","Chamber and Tank Lid","Area (m2)","Total Area of the Asset","Square metres",null,1]
["Water Supply","Site Services","Chamber and Tank Lid","Weight (kg)","Total Weight of the Asset","Kilograms",null,1]
["Wastewater","Site Services","Chamber and Tank Lid","Material","Material used to manufacture the Asset",null,"A_MTLCHT",1]
["Wastewater","Site Services","Chamber and Tank Lid","Lid Type","Type of the Asset",null,"A_TYPLID",1]
["Wastewater","Site Services","Chamber and Tank Lid","Diameter (m)","External diameter of the Asset (if not rectangular)","Metres",null,1]
["Wastewater","Site Services","Chamber and Tank Lid","Length (m)","Total Length of the Asset (if not circular)","Metres",null,1]
["Wastewater","Site Services","Chamber and Tank Lid","Width (m)","Total Width of the Asset (if not circular)","Metres",null,1]
["Wastewater","Site Services","Chamber and Tank Lid","Area (m2)","Total Area of the Asset","Square metres",null,1]
["Wastewater","Site Services","Chamber and Tank Lid","Weight (kg)","Total Weight of the Asset","Kilograms",null,1]
["Water Supply","Site Services","Chamber and Tank Lid","Manufacturer","Name of the manufacturer",null,null,1]
["Water Supply","Site Services","Chamber and Tank Lid","Warranty Expiry Date","Expiry date of the warranty period",null,null,1]
["Wastewater","Site Services","Chamber and Tank Lid","Manufacturer","Name of the manufacturer",null,null,1]
["Wastewater","Site Services","Chamber and Tank Lid","Warranty Expiry Date","Expiry date of the warranty period",null,null,1]
["Stormwater","Site Services","Chamber and Tank Lid","Manufacturer","Name of the manufacturer",null,null,1]
["Stormwater","Site Services","Chamber and Tank Lid","Warranty Expiry Date","Expiry date of the warranty period",null,null,1]
["Stockwater","Site Services","Chamber and Tank Lid","Manufacturer","Name of the manufacturer",null,null,1]
["Stockwater","Site Services","Chamber and Tank Lid","Warranty Expiry Date","Expiry date of the warranty period",null,null,1]
["Irrigation","Site Services","Chamber and Tank Lid","Manufacturer","Name of the manufacturer",null,null,1]
["Irrigation","Site Services","Chamber and Tank Lid","Warranty Expiry Date","Expiry date of the warranty period",null,null,1]
["Irrigation","Structure","Channel Wall","Material","Material used to manufacture the Asset",null,"A_MTLSTR",1]
["Irrigation","Structure","Channel Wall","Construction Method","Construction method used to form Asset",null,"A_MTHSTR",1]
["Irrigation","Structure","Channel Wall","Length (m)","Total length of the Assset","Metres",null,1]
["Irrigation","Structure","Channel Wall","Height (m)","Total height of the Asset (above ground)","Metres",null,1]
["Stockwater","Structure","Channel Wall","Material","Material used to manufacture the Asset",null,"A_MTLSTR",1]
["Stockwater","Structure","Channel Wall","Construction Method","Construction method used to form Asset",null,"A_MTHSTR",1]
["Stockwater","Structure","Channel Wall","Length (m)","Total length of the Assset","Metres",null,1]
["Stockwater","Structure","Channel Wall","Height (m)","Total height of the Asset (above ground)","Metres",null,1]
["Stormwater","Structure","Channel Wall","Material","Material used to manufacture the Asset",null,"A_MTLSTR",1]
["Stormwater","Structure","Channel Wall","Construction Method","Construction method used to form Asset",null,"A_MTHSTR",1]
["Stormwater","Structure","Channel Wall","Length (m)","Total length of the Assset","Metres",null,1]
["Stormwater","Structure","Channel Wall","Height (m)","Total height of the Asset (above ground)","Metres",null,1]
["Water Supply","Structure","Channel Wall","Material","Material used to manufacture the Asset",null,"A_MTLSTR",1]
["Water Supply","Structure","Channel Wall","Construction Method","Construction method used to form Asset",null,"A_MTHSTR",1]
["Water Supply","Structure","Channel Wall","Length (m)","Total length of the Assset","Metres",null,1]
["Water Supply","Structure","Channel Wall","Height (m)","Total height of the Asset (above ground)","Metres",null,1]
["Wastewater","Structure","Channel Wall","Material","Material used to manufacture the Asset",null,"A_MTLSTR",1]
["Wastewater","Structure","Channel Wall","Construction Method","Construction method used to form Asset",null,"A_MTHSTR",1]
["Wastewater","Structure","Channel Wall","Length (m)","Total length of the Assset","Metres",null,1]
["Wastewater","Structure","Channel Wall","Height (m)","Total height of the Asset (above ground)","Metres",null,1]
["Irrigation","Valve","Check Valve","Locality","Physical location of the Asset ",null,"A_POSVRS",1]
["Irrigation","Valve","Check Valve","Valve State","The normal operational state of the Asset.",null,"A_STTVLV",1]
["Irrigation","Valve","Check Valve","Valve Type","Type of  Asset",null,"A_TYPVLV",1]
["Irrigation","Valve","Check Valve","Diameter (mm)","Nominal diameter of the Asset (Internal diameter unless external diameter is nominated as industry standard)","Millimetres",null,1]
["Irrigation","Valve","Check Valve","Valve Top RL (m)","Level at the top of the Valve (in terms of a R.L) Refer technical chapter for each asset type","Metres",null,1]
["Irrigation","Valve","Check Valve","Rated Pressure (kPa)","Pressure class as specified by Manufacturer","Kilopascals",null,1]
["Stockwater","Valve","Check Valve","Locality","Physical location of the Asset ",null,"A_POSVRS",1]
["Stockwater","Valve","Check Valve","Valve State","The normal operational state of the Asset.",null,"A_STTVLV",1]
["Stockwater","Valve","Check Valve","Valve Type","Type of  Asset",null,"A_TYPVLV",1]
["Stockwater","Valve","Check Valve","Diameter (mm)","Nominal diameter of the Asset (Internal diameter unless external diameter is nominated as industry standard)","Millimetres",null,1]
["Stockwater","Valve","Check Valve","Valve Top RL (m)","Level at the top of the Valve (in terms of a R.L) Refer technical chapter for each asset type","Metres",null,1]
["Stockwater","Valve","Check Valve","Rated Pressure (kPa)","Pressure class as specified by Manufacturer","Kilopascals",null,1]
["Stormwater","Valve","Check Valve","Locality","Physical location of the Asset ",null,"A_POSVRS",1]
["Stormwater","Valve","Check Valve","Valve State","The normal operational state of the Asset.",null,"A_STTVLV",1]
["Stormwater","Valve","Check Valve","Valve Type","Type of  Asset",null,"A_TYPVLV",1]
["Stormwater","Valve","Check Valve","Diameter (mm)","Nominal diameter of the Asset (Internal diameter unless external diameter is nominated as industry standard)","Millimetres",null,1]
["Stormwater","Valve","Check Valve","Valve Top RL (m)","Level at the top of the Valve (in terms of a R.L) Refer technical chapter for each asset type","Metres",null,1]
["Stormwater","Valve","Check Valve","Rated Pressure (kPa)","Pressure class as specified by Manufacturer","Kilopascals",null,1]
["Water Supply","Valve","Check Valve","Locality","Physical location of the Asset ",null,"A_POSVRS",1]
["Water Supply","Valve","Check Valve","Valve State","The normal operational state of the Asset.",null,"A_STTVLV",1]
["Water Supply","Valve","Check Valve","Valve Type","Type of  Asset",null,"A_TYPVLV",1]
["Water Supply","Valve","Check Valve","Diameter (mm)","Nominal diameter of the Asset (Internal diameter unless external diameter is nominated as industry standard)","Millimetres",null,1]
["Water Supply","Valve","Check Valve","Valve Top RL (m)","Level at the top of the Valve (in terms of a R.L) Refer technical chapter for each asset type","Metres",null,1]
["Water Supply","Valve","Check Valve","Rated Pressure (kPa)","Pressure class as specified by Manufacturer","Kilopascals",null,1]
["Wastewater","Valve","Check Valve","Locality","Physical location of the Asset ",null,"A_POSVRS",1]
["Wastewater","Valve","Check Valve","Valve State","The normal operational state of the Asset.",null,"A_STTVLV",1]
["Wastewater","Valve","Check Valve","Valve Type","Type of  Asset",null,"A_TYPVLV",1]
["Wastewater","Valve","Check Valve","Diameter (mm)","Nominal diameter of the Asset (Internal diameter unless external diameter is nominated as industry standard)","Millimetres",null,1]
["Wastewater","Valve","Check Valve","Valve Top RL (m)","Level at the top of the Valve (in terms of a R.L) Refer technical chapter for each asset type","Metres",null,1]
["Wastewater","Valve","Check Valve","Rated Pressure (kPa)","Pressure class as specified by Manufacturer","Kilopascals",null,1]
["Water Supply","Valve","Check Valve","Manufacturer","Name of the manufacturer",null,null,1]
["Water Supply","Valve","Check Valve","Model","Name of the manufacturer model",null,null,1]
["Irrigation","Valve","Check Valve","Manufacturer","Name of the manufacturer",null,null,1]
["Irrigation","Valve","Check Valve","Model","Name of the manufacturer model",null,null,1]
["Stockwater","Valve","Check Valve","Manufacturer","Name of the manufacturer",null,null,1]
["Stockwater","Valve","Check Valve","Model","Name of the manufacturer model",null,null,1]
["Wastewater","Valve","Check Valve","Manufacturer","Name of the manufacturer",null,null,1]
["Wastewater","Valve","Check Valve","Model","Name of the manufacturer model",null,null,1]
["Stormwater","Valve","Check Valve","Manufacturer","Name of the manufacturer",null,null,1]
["Stormwater","Valve","Check Valve","Model","Name of the manufacturer model",null,null,1]
["Irrigation","Tank","Chemical Tank","Material","Material used to manufacture the Asset",null,"A_MTLTNK",1]
["Irrigation","Tank","Chemical Tank","Construction Method","Construction method used to form the Asset",null,"A_MTHSTR",1]
["Irrigation","Tank","Chemical Tank","Tank Shape","External shape of the Asset",null,"A_SHPTNK",1]
["Irrigation","Tank","Chemical Tank","Lid Type","Category of  Lid Type installed",null,"A_TYPLID",1]
["Irrigation","Tank","Chemical Tank","Lid Material","Material used to manufacture the Asset",null,"A_MTLLID",1]
["Irrigation","Tank","Chemical Tank","Lid Shape","Physical shape of the Asset",null,"A_SHPLID",1]
["Irrigation","Tank","Chemical Tank","Lid Fixing","Fixing mechanism used to secure the Asset in place",null,"A_FIXLID",1]
["Irrigation","Tank","Chemical Tank","Lid Security","Security measures to prevent accessibility into the Asset",null,"A_SCRLID",1]
["Irrigation","Tank","Chemical Tank","Diameter (m)","External diameter of the Asset (if not rectangular)","Metres",null,1]
["Irrigation","Tank","Chemical Tank","Length (m)","Total external length of the Asset (if not circular)","Metres",null,1]
["Irrigation","Tank","Chemical Tank","Width (m)","Total external Width of the Asset (if not circular)","Metres",null,1]
["Irrigation","Tank","Chemical Tank","Height (m)","Total external Height of the Asset","Metres",null,1]
["Irrigation","Tank","Chemical Tank","Volume (m3)","Total capacity of available storage the Asset","Cubic metres",null,1]
["Stockwater","Tank","Chemical Tank","Material","Material used to manufacture the Asset",null,"A_MTLTNK",1]
["Stockwater","Tank","Chemical Tank","Construction Method","Construction method used to form the Asset",null,"A_MTHSTR",1]
["Stockwater","Tank","Chemical Tank","Tank Shape","External shape of the Asset",null,"A_SHPTNK",1]
["Stockwater","Tank","Chemical Tank","Lid Type","Category of  Lid Type installed",null,"A_TYPLID",1]
["Stockwater","Tank","Chemical Tank","Lid Material","Material used to manufacture the Asset",null,"A_MTLLID",1]
["Stockwater","Tank","Chemical Tank","Lid Shape","Physical shape of the Asset",null,"A_SHPLID",1]
["Stockwater","Tank","Chemical Tank","Lid Fixing","Fixing mechanism used to secure the Asset in place",null,"A_FIXLID",1]
["Stockwater","Tank","Chemical Tank","Lid Security","Security measures to prevent accessibility into the Asset",null,"A_SCRLID",1]
["Stockwater","Tank","Chemical Tank","Diameter (m)","External diameter of the Asset (if not rectangular)","Metres",null,1]
["Stockwater","Tank","Chemical Tank","Length (m)","Total external length of the Asset (if not circular)","Metres",null,1]
["Stockwater","Tank","Chemical Tank","Width (m)","Total external Width of the Asset (if not circular)","Metres",null,1]
["Stockwater","Tank","Chemical Tank","Height (m)","Total external Height of the Asset","Metres",null,1]
["Stockwater","Tank","Chemical Tank","Volume (m3)","Total capacity of available storage the Asset","Cubic metres",null,1]
["Stormwater","Tank","Chemical Tank","Material","Material used to manufacture the Asset",null,"A_MTLTNK",1]
["Stormwater","Tank","Chemical Tank","Construction Method","Construction method used to form the Asset",null,"A_MTHSTR",1]
["Stormwater","Tank","Chemical Tank","Tank Shape","External shape of the Asset",null,"A_SHPTNK",1]
["Stormwater","Tank","Chemical Tank","Lid Type","Category of  Lid Type installed",null,"A_TYPLID",1]
["Stormwater","Tank","Chemical Tank","Lid Material","Material used to manufacture the Asset",null,"A_MTLLID",1]
["Stormwater","Tank","Chemical Tank","Lid Shape","Physical shape of the Asset",null,"A_SHPLID",1]
["Stormwater","Tank","Chemical Tank","Lid Fixing","Fixing mechanism used to secure the Asset in place",null,"A_FIXLID",1]
["Stormwater","Tank","Chemical Tank","Lid Security","Security measures to prevent accessibility into the Asset",null,"A_SCRLID",1]
["Stormwater","Tank","Chemical Tank","Diameter (m)","External diameter of the Asset (if not rectangular)","Metres",null,1]
["Stormwater","Tank","Chemical Tank","Length (m)","Total external length of the Asset (if not circular)","Metres",null,1]
["Stormwater","Tank","Chemical Tank","Width (m)","Total external Width of the Asset (if not circular)","Metres",null,1]
["Stormwater","Tank","Chemical Tank","Height (m)","Total external Height of the Asset","Metres",null,1]
["Stormwater","Tank","Chemical Tank","Volume (m3)","Total capacity of available storage the Asset","Cubic metres",null,1]
["Water Supply","Tank","Chemical Tank","Material","Material used to manufacture the Asset",null,"A_MTLTNK",1]
["Water Supply","Tank","Chemical Tank","Construction Method","Construction method used to form the Asset",null,"A_MTHSTR",1]
["Water Supply","Tank","Chemical Tank","Tank Shape","External shape of the Asset",null,"A_SHPTNK",1]
["Water Supply","Tank","Chemical Tank","Lid Type","Category of  Lid Type installed",null,"A_TYPLID",1]
["Water Supply","Tank","Chemical Tank","Lid Material","Material used to manufacture the Asset",null,"A_MTLLID",1]
["Water Supply","Tank","Chemical Tank","Lid Shape","Physical shape of the Asset",null,"A_SHPLID",1]
["Water Supply","Tank","Chemical Tank","Lid Fixing","Fixing mechanism used to secure the Asset in place",null,"A_FIXLID",1]
["Water Supply","Tank","Chemical Tank","Lid Security","Security measures to prevent accessibility into the Asset",null,"A_SCRLID",1]
["Water Supply","Tank","Chemical Tank","Diameter (m)","External diameter of the Asset (if not rectangular)","Metres",null,1]
["Water Supply","Tank","Chemical Tank","Length (m)","Total external length of the Asset (if not circular)","Metres",null,1]
["Water Supply","Tank","Chemical Tank","Width (m)","Total external Width of the Asset (if not circular)","Metres",null,1]
["Water Supply","Tank","Chemical Tank","Height (m)","Total external Height of the Asset","Metres",null,1]
["Water Supply","Tank","Chemical Tank","Volume (m3)","Total capacity of available storage the Asset","Cubic metres",null,1]
["Wastewater","Tank","Chemical Tank","Material","Material used to manufacture the Asset",null,"A_MTLTNK",1]
["Wastewater","Tank","Chemical Tank","Construction Method","Construction method used to form the Asset",null,"A_MTHSTR",1]
["Wastewater","Tank","Chemical Tank","Tank Shape","External shape of the Asset",null,"A_SHPTNK",1]
["Wastewater","Tank","Chemical Tank","Lid Type","Category of  Lid Type installed",null,"A_TYPLID",1]
["Wastewater","Tank","Chemical Tank","Lid Material","Material used to manufacture the Asset",null,"A_MTLLID",1]
["Wastewater","Tank","Chemical Tank","Lid Shape","Physical shape of the Asset",null,"A_SHPLID",1]
["Wastewater","Tank","Chemical Tank","Lid Fixing","Fixing mechanism used to secure the Asset in place",null,"A_FIXLID",1]
["Wastewater","Tank","Chemical Tank","Lid Security","Security measures to prevent accessibility into the Asset",null,"A_SCRLID",1]
["Wastewater","Tank","Chemical Tank","Diameter (m)","External diameter of the Asset (if not rectangular)","Metres",null,1]
["Wastewater","Tank","Chemical Tank","Length (m)","Total external length of the Asset (if not circular)","Metres",null,1]
["Wastewater","Tank","Chemical Tank","Width (m)","Total external Width of the Asset (if not circular)","Metres",null,1]
["Wastewater","Tank","Chemical Tank","Height (m)","Total external Height of the Asset","Metres",null,1]
["Wastewater","Tank","Chemical Tank","Volume (m3)","Total capacity of available storage the Asset","Cubic metres",null,1]
["Water Supply","Tank","Chemical Tank","Manufacturer","Name of the manufacturer",null,null,1]
["Water Supply","Tank","Chemical Tank","Model","Name of the manufacturer model",null,null,1]
["Stormwater","Tank","Chemical Tank","Manufacturer","Name of the manufacturer",null,null,1]
["Stormwater","Tank","Chemical Tank","Model","Name of the manufacturer model",null,null,1]
["Wastewater","Tank","Chemical Tank","Manufacturer","Name of the manufacturer",null,null,1]
["Wastewater","Tank","Chemical Tank","Model","Name of the manufacturer model",null,null,1]
["Stockwater","Tank","Chemical Tank","Manufacturer","Name of the manufacturer",null,null,1]
["Stockwater","Tank","Chemical Tank","Model","Name of the manufacturer model",null,null,1]
["Irrigation","Tank","Chemical Tank","Manufacturer","Name of the manufacturer",null,null,1]
["Irrigation","Tank","Chemical Tank","Model","Name of the manufacturer model",null,null,1]
["Irrigation","Instrument","Chlorine Analyser","Input Voltage (V)","To define the rated Supply Voltage","Volts","A_CLSVLT",1]
["Irrigation","Instrument","Chlorine Analyser","Locality","Physical location of the Asset",null,"A_POSVRS",1]
["Irrigation","Instrument","Chlorine Analyser","Monitoring Type","Method used for monitoring, recording and reporting of data",null,"A_MTHMNT",1]
["Irrigation","Instrument","Chlorine Analyser","Comms Protocol","Communications method used for sending and receiving data",null,"A_TYPCOM",1]
["Irrigation","Instrument","Chlorine Analyser","Calibration Agent",null,null,null,1]
["Irrigation","Instrument","Chlorine Analyser","Calibration Number",null,null,null,1]
["Irrigation","Instrument","Chlorine Analyser","Calibration Exp Date",null,null,null,1]
["Irrigation","Instrument","Chlorine Analyser","Instrument Range","Approved range for measuring the data",null,null,1]
["Stockwater","Instrument","Chlorine Analyser","Input Voltage (V)","To define the rated Supply Voltage","Volts","A_CLSVLT",1]
["Stockwater","Instrument","Chlorine Analyser","Locality","Physical location of the Asset",null,"A_POSVRS",1]
["Stockwater","Instrument","Chlorine Analyser","Monitoring Type","Method used for monitoring, recording and reporting of data",null,"A_MTHMNT",1]
["Stockwater","Instrument","Chlorine Analyser","Comms Protocol","Communications method used for sending and receiving data",null,"A_TYPCOM",1]
["Stockwater","Instrument","Chlorine Analyser","Calibration Agent",null,null,null,1]
["Stockwater","Instrument","Chlorine Analyser","Calibration Number",null,null,null,1]
["Stockwater","Instrument","Chlorine Analyser","Calibration Exp Date",null,null,null,1]
["Stockwater","Instrument","Chlorine Analyser","Instrument Range","Approved range for measuring the data",null,null,1]
["Stormwater","Instrument","Chlorine Analyser","Input Voltage (V)","To define the rated Supply Voltage","Volts","A_CLSVLT",1]
["Stormwater","Instrument","Chlorine Analyser","Locality","Physical location of the Asset",null,"A_POSVRS",1]
["Stormwater","Instrument","Chlorine Analyser","Monitoring Type","Method used for monitoring, recording and reporting of data",null,"A_MTHMNT",1]
["Stormwater","Instrument","Chlorine Analyser","Comms Protocol","Communications method used for sending and receiving data",null,"A_TYPCOM",1]
["Stormwater","Instrument","Chlorine Analyser","Calibration Agent",null,null,null,1]
["Stormwater","Instrument","Chlorine Analyser","Calibration Number",null,null,null,1]
["Stormwater","Instrument","Chlorine Analyser","Calibration Exp Date",null,null,null,1]
["Stormwater","Instrument","Chlorine Analyser","Instrument Range","Approved range for measuring the data",null,null,1]
["Water Supply","Instrument","Chlorine Analyser","Input Voltage (V)","To define the rated Supply Voltage","Volts","A_CLSVLT",1]
["Water Supply","Instrument","Chlorine Analyser","Locality","Physical location of the Asset",null,"A_POSVRS",1]
["Water Supply","Instrument","Chlorine Analyser","Monitoring Type","Method used for monitoring, recording and reporting of data",null,"A_MTHMNT",1]
["Water Supply","Instrument","Chlorine Analyser","Comms Protocol","Communications method used for sending and receiving data",null,"A_TYPCOM",1]
["Water Supply","Instrument","Chlorine Analyser","Calibration Agent",null,null,null,1]
["Water Supply","Instrument","Chlorine Analyser","Calibration Number",null,null,null,1]
["Water Supply","Instrument","Chlorine Analyser","Calibration Exp Date",null,null,null,1]
["Water Supply","Instrument","Chlorine Analyser","Instrument Range","Approved range for measuring the data",null,null,1]
["Wastewater","Instrument","Chlorine Analyser","Input Voltage (V)","To define the rated Supply Voltage","Volts","A_CLSVLT",1]
["Wastewater","Instrument","Chlorine Analyser","Locality","Physical location of the Asset",null,"A_POSVRS",1]
["Wastewater","Instrument","Chlorine Analyser","Monitoring Type","Method used for monitoring, recording and reporting of data",null,"A_MTHMNT",1]
["Wastewater","Instrument","Chlorine Analyser","Comms Protocol","Communications method used for sending and receiving data",null,"A_TYPCOM",1]
["Wastewater","Instrument","Chlorine Analyser","Calibration Agent",null,null,null,1]
["Wastewater","Instrument","Chlorine Analyser","Calibration Number",null,null,null,1]
["Wastewater","Instrument","Chlorine Analyser","Calibration Exp Date",null,null,null,1]
["Wastewater","Instrument","Chlorine Analyser","Instrument Range","Approved range for measuring the data",null,null,1]
["Water Supply","Instrument","Chlorine Analyser","Manufacturer","Name of the manufacturer",null,null,1]
["Water Supply","Instrument","Chlorine Analyser","Model","Name of the manufacturer model",null,null,1]
["Water Supply","Instrument","Chlorine Analyser","Serial Number","Identification code supplied by the manufacturer",null,null,1]
["Water Supply","Instrument","Chlorine Analyser","Warranty Expiry Date","Expiry date of the warranty period",null,null,1]
["Stormwater","Instrument","Chlorine Analyser","Manufacturer","Name of the manufacturer",null,null,1]
["Stormwater","Instrument","Chlorine Analyser","Model","Name of the manufacturer model",null,null,1]
["Stormwater","Instrument","Chlorine Analyser","Serial Number","Identification code supplied by the manufacturer",null,null,1]
["Stormwater","Instrument","Chlorine Analyser","Warranty Expiry Date","Expiry date of the warranty period",null,null,1]
["Wastewater","Instrument","Chlorine Analyser","Manufacturer","Name of the manufacturer",null,null,1]
["Wastewater","Instrument","Chlorine Analyser","Model","Name of the manufacturer model",null,null,1]
["Wastewater","Instrument","Chlorine Analyser","Serial Number","Identification code supplied by the manufacturer",null,null,1]
["Wastewater","Instrument","Chlorine Analyser","Warranty Expiry Date","Expiry date of the warranty period",null,null,1]
["Stockwater","Instrument","Chlorine Analyser","Manufacturer","Name of the manufacturer",null,null,1]
["Stockwater","Instrument","Chlorine Analyser","Model","Name of the manufacturer model",null,null,1]
["Stockwater","Instrument","Chlorine Analyser","Serial Number","Identification code supplied by the manufacturer",null,null,1]
["Stockwater","Instrument","Chlorine Analyser","Warranty Expiry Date","Expiry date of the warranty period",null,null,1]
["Irrigation","Instrument","Chlorine Analyser","Manufacturer","Name of the manufacturer",null,null,1]
["Irrigation","Instrument","Chlorine Analyser","Model","Name of the manufacturer model",null,null,1]
["Irrigation","Instrument","Chlorine Analyser","Serial Number","Identification code supplied by the manufacturer",null,null,1]
["Irrigation","Instrument","Chlorine Analyser","Warranty Expiry Date","Expiry date of the warranty period",null,null,1]
["Irrigation","Pump","Chlorine Dosing Pump","Pump Type","The type of Asset",null,"A_TYPPMP",1]
["Irrigation","Pump","Chlorine Dosing Pump","Input Voltage (V)","The rated Supply Voltage","Volts","A_CLSVLT",1]
["Irrigation","Pump","Chlorine Dosing Pump","Design Flow (L/s)","The normal operational Flow of the Pump","Litres per second",null,1]
["Irrigation","Pump","Chlorine Dosing Pump","Motor Size (kW)","Parameter to define the amount of Power the Asset can produce","Kilowatts",null,1]
["Irrigation","Pump","Chlorine Dosing Pump","Isolation Rating (V)","Voltage at which the Asset can safely withstand with respect to operator safety","Volts",null,1]
["Stockwater","Pump","Chlorine Dosing Pump","Pump Type","The type of Asset",null,"A_TYPPMP",1]
["Stockwater","Pump","Chlorine Dosing Pump","Input Voltage (V)","The rated Supply Voltage","Volts","A_CLSVLT",1]
["Stockwater","Pump","Chlorine Dosing Pump","Design Flow (L/s)","The normal operational Flow of the Pump","Litres per second",null,1]
["Stockwater","Pump","Chlorine Dosing Pump","Motor Size (kW)","Parameter to define the amount of Power the Asset can produce","Kilowatts",null,1]
["Stockwater","Pump","Chlorine Dosing Pump","Isolation Rating (V)","Voltage at which the Asset can safely withstand with respect to operator safety","Volts",null,1]
["Stormwater","Pump","Chlorine Dosing Pump","Pump Type","The type of Asset",null,"A_TYPPMP",1]
["Stormwater","Pump","Chlorine Dosing Pump","Input Voltage (V)","The rated Supply Voltage","Volts","A_CLSVLT",1]
["Stormwater","Pump","Chlorine Dosing Pump","Design Flow (L/s)","The normal operational Flow of the Pump","Litres per second",null,1]
["Stormwater","Pump","Chlorine Dosing Pump","Motor Size (kW)","Parameter to define the amount of Power the Asset can produce","Kilowatts",null,1]
["Stormwater","Pump","Chlorine Dosing Pump","Isolation Rating (V)","Voltage at which the Asset can safely withstand with respect to operator safety","Volts",null,1]
["Water Supply","Pump","Chlorine Dosing Pump","Pump Type","The type of Asset",null,"A_TYPPMP",1]
["Water Supply","Pump","Chlorine Dosing Pump","Input Voltage (V)","The rated Supply Voltage","Volts","A_CLSVLT",1]
["Water Supply","Pump","Chlorine Dosing Pump","Design Flow (L/s)","The normal operational Flow of the Pump","Litres per second",null,1]
["Water Supply","Pump","Chlorine Dosing Pump","Motor Size (kW)","Parameter to define the amount of Power the Asset can produce","Kilowatts",null,1]
["Water Supply","Pump","Chlorine Dosing Pump","Isolation Rating (V)","Voltage at which the Asset can safely withstand with respect to operator safety","Volts",null,1]
["Wastewater","Pump","Chlorine Dosing Pump","Pump Type","The type of Asset",null,"A_TYPPMP",1]
["Wastewater","Pump","Chlorine Dosing Pump","Input Voltage (V)","The rated Supply Voltage","Volts","A_CLSVLT",1]
["Wastewater","Pump","Chlorine Dosing Pump","Design Flow (L/s)","The normal operational Flow of the Pump","Litres per second",null,1]
["Wastewater","Pump","Chlorine Dosing Pump","Motor Size (kW)","Parameter to define the amount of Power the Asset can produce","Kilowatts",null,1]
["Wastewater","Pump","Chlorine Dosing Pump","Isolation Rating (V)","Voltage at which the Asset can safely withstand with respect to operator safety","Volts",null,1]
["Water Supply","Pump","Chlorine Dosing Pump","Manufacturer","Name of the manufacturer",null,null,1]
["Water Supply","Pump","Chlorine Dosing Pump","Model","Name of the manufacturer model",null,null,1]
["Water Supply","Pump","Chlorine Dosing Pump","Serial Number","Identification code supplied by the manufacturer",null,null,1]
["Water Supply","Pump","Chlorine Dosing Pump","Warranty Expiry Date","Expiry date of the warranty period",null,null,1]
["Irrigation","Pump","Chlorine Dosing Pump","Manufacturer","Name of the manufacturer",null,null,1]
["Irrigation","Pump","Chlorine Dosing Pump","Model","Name of the manufacturer model",null,null,1]
["Irrigation","Pump","Chlorine Dosing Pump","Serial Number","Identification code supplied by the manufacturer",null,null,1]
["Irrigation","Pump","Chlorine Dosing Pump","Warranty Expiry Date","Expiry date of the warranty period",null,null,1]
["Stockwater","Pump","Chlorine Dosing Pump","Manufacturer","Name of the manufacturer",null,null,1]
["Stockwater","Pump","Chlorine Dosing Pump","Model","Name of the manufacturer model",null,null,1]
["Stockwater","Pump","Chlorine Dosing Pump","Serial Number","Identification code supplied by the manufacturer",null,null,1]
["Stockwater","Pump","Chlorine Dosing Pump","Warranty Expiry Date","Expiry date of the warranty period",null,null,1]
["Stormwater","Pump","Chlorine Dosing Pump","Manufacturer","Name of the manufacturer",null,null,1]
["Stormwater","Pump","Chlorine Dosing Pump","Model","Name of the manufacturer model",null,null,1]
["Stormwater","Pump","Chlorine Dosing Pump","Serial Number","Identification code supplied by the manufacturer",null,null,1]
["Stormwater","Pump","Chlorine Dosing Pump","Warranty Expiry Date","Expiry date of the warranty period",null,null,1]
["Wastewater","Pump","Chlorine Dosing Pump","Manufacturer","Name of the manufacturer",null,null,1]
["Wastewater","Pump","Chlorine Dosing Pump","Model","Name of the manufacturer model",null,null,1]
["Wastewater","Pump","Chlorine Dosing Pump","Serial Number","Identification code supplied by the manufacturer",null,null,1]
["Wastewater","Pump","Chlorine Dosing Pump","Warranty Expiry Date","Expiry date of the warranty period",null,null,1]
["Irrigation","Structure","Concrete Pad","Material","Material used to manufacture the Asset",null,"A_MTLSTR",1]
["Irrigation","Structure","Concrete Pad","Construction Method","Construction method used to form Asset",null,"A_MTHSTR",1]
["Irrigation","Structure","Concrete Pad","Length (m)","Total length of the Assset","Metres",null,1]
["Irrigation","Structure","Concrete Pad","Width (m)","Total Width of the Asset","Metres",null,1]
["Irrigation","Structure","Concrete Pad","Depth (m)","Total Depth of the Asset (below ground)","Metres",null,1]
["Irrigation","Structure","Concrete Pad","Area (m2)","Total Area of the Asset","Square metres",null,1]
["Irrigation","Structure","Concrete Pad","Top RL (m)","Level at the top of the Asset (in terms of a R.L). Refer technical chapter for details","Metres",null,1]
["Stockwater","Structure","Concrete Pad","Material","Material used to manufacture the Asset",null,"A_MTLSTR",1]
["Stockwater","Structure","Concrete Pad","Construction Method","Construction method used to form Asset",null,"A_MTHSTR",1]
["Stockwater","Structure","Concrete Pad","Length (m)","Total length of the Assset","Metres",null,1]
["Stockwater","Structure","Concrete Pad","Width (m)","Total Width of the Asset","Metres",null,1]
["Stockwater","Structure","Concrete Pad","Depth (m)","Total Depth of the Asset (below ground)","Metres",null,1]
["Stockwater","Structure","Concrete Pad","Area (m2)","Total Area of the Asset","Square metres",null,1]
["Stockwater","Structure","Concrete Pad","Top RL (m)","Level at the top of the Asset (in terms of a R.L). Refer technical chapter for details","Metres",null,1]
["Stormwater","Structure","Concrete Pad","Material","Material used to manufacture the Asset",null,"A_MTLSTR",1]
["Stormwater","Structure","Concrete Pad","Construction Method","Construction method used to form Asset",null,"A_MTHSTR",1]
["Stormwater","Structure","Concrete Pad","Length (m)","Total length of the Assset","Metres",null,1]
["Stormwater","Structure","Concrete Pad","Width (m)","Total Width of the Asset","Metres",null,1]
["Stormwater","Structure","Concrete Pad","Depth (m)","Total Depth of the Asset (below ground)","Metres",null,1]
["Stormwater","Structure","Concrete Pad","Area (m2)","Total Area of the Asset","Square metres",null,1]
["Stormwater","Structure","Concrete Pad","Top RL (m)","Level at the top of the Asset (in terms of a R.L). Refer technical chapter for details","Metres",null,1]
["Water Supply","Structure","Concrete Pad","Material","Material used to manufacture the Asset",null,"A_MTLSTR",1]
["Water Supply","Structure","Concrete Pad","Construction Method","Construction method used to form Asset",null,"A_MTHSTR",1]
["Water Supply","Structure","Concrete Pad","Length (m)","Total length of the Assset","Metres",null,1]
["Water Supply","Structure","Concrete Pad","Width (m)","Total Width of the Asset","Metres",null,1]
["Water Supply","Structure","Concrete Pad","Depth (m)","Total Depth of the Asset (below ground)","Metres",null,1]
["Water Supply","Structure","Concrete Pad","Area (m2)","Total Area of the Asset","Square metres",null,1]
["Water Supply","Structure","Concrete Pad","Top RL (m)","Level at the top of the Asset (in terms of a R.L). Refer technical chapter for details","Metres",null,1]
["Wastewater","Structure","Concrete Pad","Material","Material used to manufacture the Asset",null,"A_MTLSTR",1]
["Wastewater","Structure","Concrete Pad","Construction Method","Construction method used to form Asset",null,"A_MTHSTR",1]
["Wastewater","Structure","Concrete Pad","Length (m)","Total length of the Assset","Metres",null,1]
["Wastewater","Structure","Concrete Pad","Width (m)","Total Width of the Asset","Metres",null,1]
["Wastewater","Structure","Concrete Pad","Depth (m)","Total Depth of the Asset (below ground)","Metres",null,1]
["Wastewater","Structure","Concrete Pad","Area (m2)","Total Area of the Asset","Square metres",null,1]
["Wastewater","Structure","Concrete Pad","Top RL (m)","Level at the top of the Asset (in terms of a R.L). Refer technical chapter for details","Metres",null,1]
["Irrigation","Pipe","Conduit","Material","Material used to manufacture the Asset",null,"A_MTLPIP",1]
["Irrigation","Pipe","Conduit","Installation Method","Construction method used to form the Asset",null,"A_MTHPIP",1]
["Irrigation","Pipe","Conduit","Locality","Physical location of the Asset ",null,"A_POSVRS",1]
["Irrigation","Pipe","Conduit","Pipe Purpose","Function the Asset is being used for",null,"A_USEPIP",1]
["Irrigation","Pipe","Conduit","Diameter (mm)","Nominal diameter of the Asset (Internal diameter unless external diameter is nominated as industry standard)","Millimetres",null,1]
["Irrigation","Pipe","Conduit","Length (m)","Total lineal length of the Asset","Metres",null,1]
["Stockwater","Pipe","Conduit","Material","Material used to manufacture the Asset",null,"A_MTLPIP",1]
["Stockwater","Pipe","Conduit","Installation Method","Construction method used to form the Asset",null,"A_MTHPIP",1]
["Stockwater","Pipe","Conduit","Locality","Physical location of the Asset ",null,"A_POSVRS",1]
["Stockwater","Pipe","Conduit","Pipe Purpose","Function the Asset is being used for",null,"A_USEPIP",1]
["Stockwater","Pipe","Conduit","Diameter (mm)","Nominal diameter of the Asset (Internal diameter unless external diameter is nominated as industry standard)","Millimetres",null,1]
["Stockwater","Pipe","Conduit","Length (m)","Total lineal length of the Asset","Metres",null,1]
["Stormwater","Pipe","Conduit","Material","Material used to manufacture the Asset",null,"A_MTLPIP",1]
["Stormwater","Pipe","Conduit","Installation Method","Construction method used to form the Asset",null,"A_MTHPIP",1]
["Stormwater","Pipe","Conduit","Locality","Physical location of the Asset ",null,"A_POSVRS",1]
["Stormwater","Pipe","Conduit","Pipe Purpose","Function the Asset is being used for",null,"A_USEPIP",1]
["Stormwater","Pipe","Conduit","Diameter (mm)","Nominal diameter of the Asset (Internal diameter unless external diameter is nominated as industry standard)","Millimetres",null,1]
["Stormwater","Pipe","Conduit","Length (m)","Total lineal length of the Asset","Metres",null,1]
["Water Supply","Pipe","Conduit","Material","Material used to manufacture the Asset",null,"A_MTLPIP",1]
["Water Supply","Pipe","Conduit","Installation Method","Construction method used to form the Asset",null,"A_MTHPIP",1]
["Water Supply","Pipe","Conduit","Locality","Physical location of the Asset ",null,"A_POSVRS",1]
["Water Supply","Pipe","Conduit","Pipe Purpose","Function the Asset is being used for",null,"A_USEPIP",1]
["Water Supply","Pipe","Conduit","Diameter (mm)","Nominal diameter of the Asset (Internal diameter unless external diameter is nominated as industry standard)","Millimetres",null,1]
["Water Supply","Pipe","Conduit","Length (m)","Total lineal length of the Asset","Metres",null,1]
["Wastewater","Pipe","Conduit","Material","Material used to manufacture the Asset",null,"A_MTLPIP",1]
["Wastewater","Pipe","Conduit","Installation Method","Construction method used to form the Asset",null,"A_MTHPIP",1]
["Wastewater","Pipe","Conduit","Locality","Physical location of the Asset ",null,"A_POSVRS",1]
["Wastewater","Pipe","Conduit","Pipe Purpose","Function the Asset is being used for",null,"A_USEPIP",1]
["Wastewater","Pipe","Conduit","Diameter (mm)","Nominal diameter of the Asset (Internal diameter unless external diameter is nominated as industry standard)","Millimetres",null,1]
["Wastewater","Pipe","Conduit","Length (m)","Total lineal length of the Asset","Metres",null,1]
["Irrigation","Electrical","Control Cabinet","Locality","Physical location in terms of its environmental conditions",null,"A_POSVRS",1]
["Irrigation","Electrical","Control Cabinet","Output Voltage (V)","The nominal Output Voltage",null,"A_CLSVL2",1]
["Irrigation","Electrical","Control Cabinet","Input Voltage (V)","The rated Supply Voltage",null,"A_CLSVLT",1]
["Irrigation","Electrical","Control Cabinet","Power Rating (kW)","The highest input power the Asset is rated for","Kilowatts",null,1]
["Irrigation","Electrical","Control Cabinet","Current Rating (A)","Maximum Operating Current at full power","Amperes",null,1]
["Stockwater","Electrical","Control Cabinet","Locality","Physical location in terms of its environmental conditions",null,"A_POSVRS",1]
["Stockwater","Electrical","Control Cabinet","Output Voltage (V)","The nominal Output Voltage",null,"A_CLSVL2",1]
["Stockwater","Electrical","Control Cabinet","Input Voltage (V)","The rated Supply Voltage",null,"A_CLSVLT",1]
["Stockwater","Electrical","Control Cabinet","Power Rating (kW)","The highest input power the Asset is rated for","Kilowatts",null,1]
["Stockwater","Electrical","Control Cabinet","Current Rating (A)","Maximum Operating Current at full power","Amperes",null,1]
["Stormwater","Electrical","Control Cabinet","Locality","Physical location in terms of its environmental conditions",null,"A_POSVRS",1]
["Stormwater","Electrical","Control Cabinet","Output Voltage (V)","The nominal Output Voltage",null,"A_CLSVL2",1]
["Stormwater","Electrical","Control Cabinet","Input Voltage (V)","The rated Supply Voltage",null,"A_CLSVLT",1]
["Stormwater","Electrical","Control Cabinet","Power Rating (kW)","The highest input power the Asset is rated for","Kilowatts",null,1]
["Stormwater","Electrical","Control Cabinet","Current Rating (A)","Maximum Operating Current at full power","Amperes",null,1]
["Water Supply","Electrical","Control Cabinet","Locality","Physical location in terms of its environmental conditions",null,"A_POSVRS",1]
["Water Supply","Electrical","Control Cabinet","Output Voltage (V)","The nominal Output Voltage",null,"A_CLSVL2",1]
["Water Supply","Electrical","Control Cabinet","Input Voltage (V)","The rated Supply Voltage",null,"A_CLSVLT",1]
["Water Supply","Electrical","Control Cabinet","Power Rating (kW)","The highest input power the Asset is rated for","Kilowatts",null,1]
["Water Supply","Electrical","Control Cabinet","Current Rating (A)","Maximum Operating Current at full power","Amperes",null,1]
["Wastewater","Electrical","Control Cabinet","Locality","Physical location in terms of its environmental conditions",null,"A_POSVRS",1]
["Wastewater","Electrical","Control Cabinet","Output Voltage (V)","The nominal Output Voltage",null,"A_CLSVL2",1]
["Wastewater","Electrical","Control Cabinet","Input Voltage (V)","The rated Supply Voltage",null,"A_CLSVLT",1]
["Wastewater","Electrical","Control Cabinet","Power Rating (kW)","The highest input power the Asset is rated for","Kilowatts",null,1]
["Wastewater","Electrical","Control Cabinet","Current Rating (A)","Maximum Operating Current at full power","Amperes",null,1]
["Water Supply","Electrical","Control Cabinet","Manufacturer","Name of the manufacturer",null,null,1]
["Water Supply","Electrical","Control Cabinet","Model","Name of the manufacturer model",null,null,1]
["Water Supply","Electrical","Control Cabinet","Serial Number","Identification code supplied by the manufacturer",null,null,1]
["Water Supply","Electrical","Control Cabinet","Warranty Expiry Date","Expiry date of the warranty period",null,null,1]
["Stormwater","Electrical","Control Cabinet","Manufacturer","Name of the manufacturer",null,null,1]
["Stormwater","Electrical","Control Cabinet","Model","Name of the manufacturer model",null,null,1]
["Stormwater","Electrical","Control Cabinet","Serial Number","Identification code supplied by the manufacturer",null,null,1]
["Stormwater","Electrical","Control Cabinet","Warranty Expiry Date","Expiry date of the warranty period",null,null,1]
["Wastewater","Electrical","Control Cabinet","Manufacturer","Name of the manufacturer",null,null,1]
["Wastewater","Electrical","Control Cabinet","Model","Name of the manufacturer model",null,null,1]
["Wastewater","Electrical","Control Cabinet","Serial Number","Identification code supplied by the manufacturer",null,null,1]
["Wastewater","Electrical","Control Cabinet","Warranty Expiry Date","Expiry date of the warranty period",null,null,1]
["Stockwater","Electrical","Control Cabinet","Manufacturer","Name of the manufacturer",null,null,1]
["Stockwater","Electrical","Control Cabinet","Model","Name of the manufacturer model",null,null,1]
["Stockwater","Electrical","Control Cabinet","Serial Number","Identification code supplied by the manufacturer",null,null,1]
["Stockwater","Electrical","Control Cabinet","Warranty Expiry Date","Expiry date of the warranty period",null,null,1]
["Irrigation","Electrical","Control Cabinet","Manufacturer","Name of the manufacturer",null,null,1]
["Irrigation","Electrical","Control Cabinet","Model","Name of the manufacturer model",null,null,1]
["Irrigation","Electrical","Control Cabinet","Serial Number","Identification code supplied by the manufacturer",null,null,1]
["Irrigation","Electrical","Control Cabinet","Warranty Expiry Date","Expiry date of the warranty period",null,null,1]
["Irrigation","Electrical","Control Panel","Locality","Physical location in terms of its environmental conditions",null,"A_POSVRS",1]
["Irrigation","Electrical","Control Panel","Input Voltage (V)","The rated Supply Voltage",null,"A_CLSVLT",1]
["Irrigation","Electrical","Control Panel","Power Rating (kW)","The highest input power the Asset is rated for","Kilowatts",null,1]
["Irrigation","Electrical","Control Panel","Current Rating (A)","Maximum Operating Current at full power","Amperes",null,1]
["Irrigation","Electrical","Control Panel","Isolation Rating (V)","Voltage at which the Asset can safely withstand with respect to operator safety","Volts",null,1]
["Stockwater","Electrical","Control Panel","Locality","Physical location in terms of its environmental conditions",null,"A_POSVRS",1]
["Stockwater","Electrical","Control Panel","Input Voltage (V)","The rated Supply Voltage",null,"A_CLSVLT",1]
["Stockwater","Electrical","Control Panel","Power Rating (kW)","The highest input power the Asset is rated for","Kilowatts",null,1]
["Stockwater","Electrical","Control Panel","Current Rating (A)","Maximum Operating Current at full power","Amperes",null,1]
["Stockwater","Electrical","Control Panel","Isolation Rating (V)","Voltage at which the Asset can safely withstand with respect to operator safety","Volts",null,1]
["Stormwater","Electrical","Control Panel","Locality","Physical location in terms of its environmental conditions",null,"A_POSVRS",1]
["Stormwater","Electrical","Control Panel","Input Voltage (V)","The rated Supply Voltage",null,"A_CLSVLT",1]
["Stormwater","Electrical","Control Panel","Power Rating (kW)","The highest input power the Asset is rated for","Kilowatts",null,1]
["Stormwater","Electrical","Control Panel","Current Rating (A)","Maximum Operating Current at full power","Amperes",null,1]
["Stormwater","Electrical","Control Panel","Isolation Rating (V)","Voltage at which the Asset can safely withstand with respect to operator safety","Volts",null,1]
["Water Supply","Electrical","Control Panel","Locality","Physical location in terms of its environmental conditions",null,"A_POSVRS",1]
["Water Supply","Electrical","Control Panel","Input Voltage (V)","The rated Supply Voltage",null,"A_CLSVLT",1]
["Water Supply","Electrical","Control Panel","Power Rating (kW)","The highest input power the Asset is rated for","Kilowatts",null,1]
["Water Supply","Electrical","Control Panel","Current Rating (A)","Maximum Operating Current at full power","Amperes",null,1]
["Water Supply","Electrical","Control Panel","Isolation Rating (V)","Voltage at which the Asset can safely withstand with respect to operator safety","Volts",null,1]
["Wastewater","Electrical","Control Panel","Locality","Physical location in terms of its environmental conditions",null,"A_POSVRS",1]
["Wastewater","Electrical","Control Panel","Input Voltage (V)","The rated Supply Voltage",null,"A_CLSVLT",1]
["Wastewater","Electrical","Control Panel","Power Rating (kW)","The highest input power the Asset is rated for","Kilowatts",null,1]
["Wastewater","Electrical","Control Panel","Current Rating (A)","Maximum Operating Current at full power","Amperes",null,1]
["Wastewater","Electrical","Control Panel","Isolation Rating (V)","Voltage at which the Asset can safely withstand with respect to operator safety","Volts",null,1]
["Water Supply","Electrical","Control Panel","Manufacturer","Name of the manufacturer",null,null,1]
["Water Supply","Electrical","Control Panel","Model","Name of the manufacturer model",null,null,1]
["Water Supply","Electrical","Control Panel","Serial Number","Identification code supplied by the manufacturer",null,null,1]
["Water Supply","Electrical","Control Panel","Warranty Expiry Date","Expiry date of the warranty period",null,null,1]
["Stormwater","Electrical","Control Panel","Manufacturer","Name of the manufacturer",null,null,1]
["Stormwater","Electrical","Control Panel","Model","Name of the manufacturer model",null,null,1]
["Stormwater","Electrical","Control Panel","Serial Number","Identification code supplied by the manufacturer",null,null,1]
["Stormwater","Electrical","Control Panel","Warranty Expiry Date","Expiry date of the warranty period",null,null,1]
["Wastewater","Electrical","Control Panel","Manufacturer","Name of the manufacturer",null,null,1]
["Wastewater","Electrical","Control Panel","Model","Name of the manufacturer model",null,null,1]
["Wastewater","Electrical","Control Panel","Serial Number","Identification code supplied by the manufacturer",null,null,1]
["Wastewater","Electrical","Control Panel","Warranty Expiry Date","Expiry date of the warranty period",null,null,1]
["Stockwater","Electrical","Control Panel","Manufacturer","Name of the manufacturer",null,null,1]
["Stockwater","Electrical","Control Panel","Model","Name of the manufacturer model",null,null,1]
["Stockwater","Electrical","Control Panel","Serial Number","Identification code supplied by the manufacturer",null,null,1]
["Stockwater","Electrical","Control Panel","Warranty Expiry Date","Expiry date of the warranty period",null,null,1]
["Irrigation","Electrical","Control Panel","Manufacturer","Name of the manufacturer",null,null,1]
["Irrigation","Electrical","Control Panel","Model","Name of the manufacturer model",null,null,1]
["Irrigation","Electrical","Control Panel","Serial Number","Identification code supplied by the manufacturer",null,null,1]
["Irrigation","Electrical","Control Panel","Warranty Expiry Date","Expiry date of the warranty period",null,null,1]
["Irrigation","Valve","Control Valve","Locality","Physical location of the Asset ",null,"A_POSVRS",1]
["Irrigation","Valve","Control Valve","Valve State","The normal operational state of the Asset.",null,"A_STTVLV",1]
["Irrigation","Valve","Control Valve","Valve Type","Type of  Asset",null,"A_TYPVLV",1]
["Irrigation","Valve","Control Valve","Close Direction","Direction to turn to close the Asset",null,"A_DIRVLV",1]
["Irrigation","Valve","Control Valve","Diameter (mm)","Nominal diameter of the Asset (Internal diameter unless external diameter is nominated as industry standard)","Millimetres",null,1]
["Irrigation","Valve","Control Valve","Valve Top RL (m)","Level at the top of the Valve (in terms of a R.L) Refer technical chapter for each asset type","Metres",null,1]
["Irrigation","Valve","Control Valve","Rated Pressure (kPa)","Pressure class as specified by Manufacturer","Kilopascals",null,1]
["Stockwater","Valve","Control Valve","Locality","Physical location of the Asset ",null,"A_POSVRS",1]
["Stockwater","Valve","Control Valve","Valve State","The normal operational state of the Asset.",null,"A_STTVLV",1]
["Stockwater","Valve","Control Valve","Valve Type","Type of  Asset",null,"A_TYPVLV",1]
["Stockwater","Valve","Control Valve","Close Direction","Direction to turn to close the Asset",null,"A_DIRVLV",1]
["Stockwater","Valve","Control Valve","Diameter (mm)","Nominal diameter of the Asset (Internal diameter unless external diameter is nominated as industry standard)","Millimetres",null,1]
["Stockwater","Valve","Control Valve","Valve Top RL (m)","Level at the top of the Valve (in terms of a R.L) Refer technical chapter for each asset type","Metres",null,1]
["Stockwater","Valve","Control Valve","Rated Pressure (kPa)","Pressure class as specified by Manufacturer","Kilopascals",null,1]
["Stormwater","Valve","Control Valve","Locality","Physical location of the Asset ",null,"A_POSVRS",1]
["Stormwater","Valve","Control Valve","Valve State","The normal operational state of the Asset.",null,"A_STTVLV",1]
["Stormwater","Valve","Control Valve","Valve Type","Type of  Asset",null,"A_TYPVLV",1]
["Stormwater","Valve","Control Valve","Close Direction","Direction to turn to close the Asset",null,"A_DIRVLV",1]
["Stormwater","Valve","Control Valve","Diameter (mm)","Nominal diameter of the Asset (Internal diameter unless external diameter is nominated as industry standard)","Millimetres",null,1]
["Stormwater","Valve","Control Valve","Valve Top RL (m)","Level at the top of the Valve (in terms of a R.L) Refer technical chapter for each asset type","Metres",null,1]
["Stormwater","Valve","Control Valve","Rated Pressure (kPa)","Pressure class as specified by Manufacturer","Kilopascals",null,1]
["Water Supply","Valve","Control Valve","Locality","Physical location of the Asset ",null,"A_POSVRS",1]
["Water Supply","Valve","Control Valve","Valve State","The normal operational state of the Asset.",null,"A_STTVLV",1]
["Water Supply","Valve","Control Valve","Valve Type","Type of  Asset",null,"A_TYPVLV",1]
["Water Supply","Valve","Control Valve","Close Direction","Direction to turn to close the Asset",null,"A_DIRVLV",1]
["Water Supply","Valve","Control Valve","Diameter (mm)","Nominal diameter of the Asset (Internal diameter unless external diameter is nominated as industry standard)","Millimetres",null,1]
["Water Supply","Valve","Control Valve","Valve Top RL (m)","Level at the top of the Valve (in terms of a R.L) Refer technical chapter for each asset type","Metres",null,1]
["Water Supply","Valve","Control Valve","Rated Pressure (kPa)","Pressure class as specified by Manufacturer","Kilopascals",null,1]
["Wastewater","Valve","Control Valve","Locality","Physical location of the Asset ",null,"A_POSVRS",1]
["Wastewater","Valve","Control Valve","Valve State","The normal operational state of the Asset.",null,"A_STTVLV",1]
["Wastewater","Valve","Control Valve","Valve Type","Type of  Asset",null,"A_TYPVLV",1]
["Wastewater","Valve","Control Valve","Close Direction","Direction to turn to close the Asset",null,"A_DIRVLV",1]
["Wastewater","Valve","Control Valve","Diameter (mm)","Nominal diameter of the Asset (Internal diameter unless external diameter is nominated as industry standard)","Millimetres",null,1]
["Wastewater","Valve","Control Valve","Valve Top RL (m)","Level at the top of the Valve (in terms of a R.L) Refer technical chapter for each asset type","Metres",null,1]
["Wastewater","Valve","Control Valve","Rated Pressure (kPa)","Pressure class as specified by Manufacturer","Kilopascals",null,1]
["Water Supply","Valve","Control Valve","Manufacturer","Name of the manufacturer",null,null,1]
["Water Supply","Valve","Control Valve","Model","Name of the manufacturer model",null,null,1]
["Irrigation","Valve","Control Valve","Manufacturer","Name of the manufacturer",null,null,1]
["Irrigation","Valve","Control Valve","Model","Name of the manufacturer model",null,null,1]
["Stockwater","Valve","Control Valve","Manufacturer","Name of the manufacturer",null,null,1]
["Stockwater","Valve","Control Valve","Model","Name of the manufacturer model",null,null,1]
["Wastewater","Valve","Control Valve","Manufacturer","Name of the manufacturer",null,null,1]
["Wastewater","Valve","Control Valve","Model","Name of the manufacturer model",null,null,1]
["Stormwater","Valve","Control Valve","Manufacturer","Name of the manufacturer",null,null,1]
["Stormwater","Valve","Control Valve","Model","Name of the manufacturer model",null,null,1]
["Irrigation","Pipe","Culvert","Material","Material used to manufacture the Asset",null,"A_MTLPIP",1]
["Irrigation","Pipe","Culvert","Installation Method","Construction method used to form the Asset",null,"A_MTHPIP",1]
["Irrigation","Pipe","Culvert","Locality","Physical location of the Asset ",null,"A_POSVRS",1]
["Irrigation","Pipe","Culvert","Pipe Purpose","Function the Asset is being used for",null,"A_USEPIP",1]
["Irrigation","Pipe","Culvert","External Coating","Material used to coat external pipework post manufacture",null,"A_MTLCOT",1]
["Irrigation","Pipe","Culvert","Bedding Type","Material used to bed the Asset on",null,"A_MTLBED",1]
["Irrigation","Pipe","Culvert","Joint Type","Connection method used to join Assets",null,"A_TYPJNT",1]
["Irrigation","Pipe","Culvert","Pipe Class","Pressure or Stiffness Rating of the Asset",null,"A_CLSPIP",1]
["Irrigation","Pipe","Culvert","Pipe Shape","Shape of the Asset",null,"A_SHPPIP",1]
["Irrigation","Pipe","Culvert","Diameter (mm)","Nominal diameter of the Asset (Internal diameter unless external diameter is nominated as industry standard)","Millimetres",null,1]
["Irrigation","Pipe","Culvert","Length (m)","Total lineal length of the Asset","Metres",null,1]
["Irrigation","Pipe","Culvert","Width (mm)","Internal width of the Asset (If not circular)","Millimetres",null,1]
["Irrigation","Pipe","Culvert","Upstream Depth (m)","Distance from Ground Level  to the  Invert Level at the upstream end","Metres",null,1]
["Irrigation","Pipe","Culvert","Downstream Depth (m)","Distance from Ground Level  to the  Invert Level at the downstream end","Metres",null,1]
["Irrigation","Pipe","Culvert","Height (mm)","Internal height of the Asset (If not circular)","Millimetres",null,1]
["Irrigation","Pipe","Culvert","Headwall Count","Number of headwall structures connected to the Asset","Count",null,1]
["Irrigation","Pipe","Culvert","Upstream RL (m)","Invert level of the Asset at the upstream end (in terms of a R.L)","Metres",null,1]
["Irrigation","Pipe","Culvert","Downstream RL (m)","Invert level of the Asset at the downstream end (in terms of a R.L)","Metres",null,1]
["Stockwater","Pipe","Culvert","Material","Material used to manufacture the Asset",null,"A_MTLPIP",1]
["Stockwater","Pipe","Culvert","Installation Method","Construction method used to form the Asset",null,"A_MTHPIP",1]
["Stockwater","Pipe","Culvert","Locality","Physical location of the Asset ",null,"A_POSVRS",1]
["Stockwater","Pipe","Culvert","Pipe Purpose","Function the Asset is being used for",null,"A_USEPIP",1]
["Stockwater","Pipe","Culvert","External Coating","Material used to coat external pipework post manufacture",null,"A_MTLCOT",1]
["Stockwater","Pipe","Culvert","Bedding Type","Material used to bed the Asset on",null,"A_MTLBED",1]
["Stockwater","Pipe","Culvert","Joint Type","Connection method used to join Assets",null,"A_TYPJNT",1]
["Stockwater","Pipe","Culvert","Pipe Class","Pressure or Stiffness Rating of the Asset",null,"A_CLSPIP",1]
["Stockwater","Pipe","Culvert","Pipe Shape","Shape of the Asset",null,"A_SHPPIP",1]
["Stockwater","Pipe","Culvert","Diameter (mm)","Nominal diameter of the Asset (Internal diameter unless external diameter is nominated as industry standard)","Millimetres",null,1]
["Stockwater","Pipe","Culvert","Length (m)","Total lineal length of the Asset","Metres",null,1]
["Stockwater","Pipe","Culvert","Width (mm)","Internal width of the Asset (If not circular)","Millimetres",null,1]
["Stockwater","Pipe","Culvert","Upstream Depth (m)","Distance from Ground Level  to the  Invert Level at the upstream end","Metres",null,1]
["Stockwater","Pipe","Culvert","Downstream Depth (m)","Distance from Ground Level  to the  Invert Level at the downstream end","Metres",null,1]
["Stockwater","Pipe","Culvert","Height (mm)","Internal height of the Asset (If not circular)","Millimetres",null,1]
["Stockwater","Pipe","Culvert","Headwall Count","Number of headwall structures connected to the Asset","Count",null,1]
["Stockwater","Pipe","Culvert","Upstream RL (m)","Invert level of the Asset at the upstream end (in terms of a R.L)","Metres",null,1]
["Stockwater","Pipe","Culvert","Downstream RL (m)","Invert level of the Asset at the downstream end (in terms of a R.L)","Metres",null,1]
["Stormwater","Pipe","Culvert","Material","Material used to manufacture the Asset",null,"A_MTLPIP",1]
["Stormwater","Pipe","Culvert","Installation Method","Construction method used to form the Asset",null,"A_MTHPIP",1]
["Stormwater","Pipe","Culvert","Locality","Physical location of the Asset ",null,"A_POSVRS",1]
["Stormwater","Pipe","Culvert","Pipe Purpose","Function the Asset is being used for",null,"A_USEPIP",1]
["Stormwater","Pipe","Culvert","External Coating","Material used to coat external pipework post manufacture",null,"A_MTLCOT",1]
["Stormwater","Pipe","Culvert","Bedding Type","Material used to bed the Asset on",null,"A_MTLBED",1]
["Stormwater","Pipe","Culvert","Joint Type","Connection method used to join Assets",null,"A_TYPJNT",1]
["Stormwater","Pipe","Culvert","Pipe Class","Pressure or Stiffness Rating of the Asset",null,"A_CLSPIP",1]
["Stormwater","Pipe","Culvert","Pipe Shape","Shape of the Asset",null,"A_SHPPIP",1]
["Stormwater","Pipe","Culvert","Diameter (mm)","Nominal diameter of the Asset (Internal diameter unless external diameter is nominated as industry standard)","Millimetres",null,1]
["Stormwater","Pipe","Culvert","Length (m)","Total lineal length of the Asset","Metres",null,1]
["Stormwater","Pipe","Culvert","Width (mm)","Internal width of the Asset (If not circular)","Millimetres",null,1]
["Stormwater","Pipe","Culvert","Upstream Depth (m)","Distance from Ground Level  to the  Invert Level at the upstream end","Metres",null,1]
["Stormwater","Pipe","Culvert","Downstream Depth (m)","Distance from Ground Level  to the  Invert Level at the downstream end","Metres",null,1]
["Stormwater","Pipe","Culvert","Height (mm)","Internal height of the Asset (If not circular)","Millimetres",null,1]
["Stormwater","Pipe","Culvert","Headwall Count","Number of headwall structures connected to the Asset","Count",null,1]
["Stormwater","Pipe","Culvert","Upstream RL (m)","Invert level of the Asset at the upstream end (in terms of a R.L)","Metres",null,1]
["Stormwater","Pipe","Culvert","Downstream RL (m)","Invert level of the Asset at the downstream end (in terms of a R.L)","Metres",null,1]
["Water Supply","Pipe","Culvert","Material","Material used to manufacture the Asset",null,"A_MTLPIP",1]
["Water Supply","Pipe","Culvert","Installation Method","Construction method used to form the Asset",null,"A_MTHPIP",1]
["Water Supply","Pipe","Culvert","Locality","Physical location of the Asset ",null,"A_POSVRS",1]
["Water Supply","Pipe","Culvert","Pipe Purpose","Function the Asset is being used for",null,"A_USEPIP",1]
["Water Supply","Pipe","Culvert","External Coating","Material used to coat external pipework post manufacture",null,"A_MTLCOT",1]
["Water Supply","Pipe","Culvert","Bedding Type","Material used to bed the Asset on",null,"A_MTLBED",1]
["Water Supply","Pipe","Culvert","Joint Type","Connection method used to join Assets",null,"A_TYPJNT",1]
["Water Supply","Pipe","Culvert","Pipe Class","Pressure or Stiffness Rating of the Asset",null,"A_CLSPIP",1]
["Water Supply","Pipe","Culvert","Pipe Shape","Shape of the Asset",null,"A_SHPPIP",1]
["Water Supply","Pipe","Culvert","Diameter (mm)","Nominal diameter of the Asset (Internal diameter unless external diameter is nominated as industry standard)","Millimetres",null,1]
["Water Supply","Pipe","Culvert","Length (m)","Total lineal length of the Asset","Metres",null,1]
["Water Supply","Pipe","Culvert","Width (mm)","Internal width of the Asset (If not circular)","Millimetres",null,1]
["Water Supply","Pipe","Culvert","Upstream Depth (m)","Distance from Ground Level  to the  Invert Level at the upstream end","Metres",null,1]
["Water Supply","Pipe","Culvert","Downstream Depth (m)","Distance from Ground Level  to the  Invert Level at the downstream end","Metres",null,1]
["Water Supply","Pipe","Culvert","Height (mm)","Internal height of the Asset (If not circular)","Millimetres",null,1]
["Water Supply","Pipe","Culvert","Headwall Count","Number of headwall structures connected to the Asset","Count",null,1]
["Water Supply","Pipe","Culvert","Upstream RL (m)","Invert level of the Asset at the upstream end (in terms of a R.L)","Metres",null,1]
["Water Supply","Pipe","Culvert","Downstream RL (m)","Invert level of the Asset at the downstream end (in terms of a R.L)","Metres",null,1]
["Wastewater","Pipe","Culvert","Material","Material used to manufacture the Asset",null,"A_MTLPIP",1]
["Wastewater","Pipe","Culvert","Installation Method","Construction method used to form the Asset",null,"A_MTHPIP",1]
["Wastewater","Pipe","Culvert","Locality","Physical location of the Asset ",null,"A_POSVRS",1]
["Wastewater","Pipe","Culvert","Pipe Purpose","Function the Asset is being used for",null,"A_USEPIP",1]
["Wastewater","Pipe","Culvert","External Coating","Material used to coat external pipework post manufacture",null,"A_MTLCOT",1]
["Wastewater","Pipe","Culvert","Bedding Type","Material used to bed the Asset on",null,"A_MTLBED",1]
["Wastewater","Pipe","Culvert","Joint Type","Connection method used to join Assets",null,"A_TYPJNT",1]
["Wastewater","Pipe","Culvert","Pipe Class","Pressure or Stiffness Rating of the Asset",null,"A_CLSPIP",1]
["Wastewater","Pipe","Culvert","Pipe Shape","Shape of the Asset",null,"A_SHPPIP",1]
["Wastewater","Pipe","Culvert","Diameter (mm)","Nominal diameter of the Asset (Internal diameter unless external diameter is nominated as industry standard)","Millimetres",null,1]
["Wastewater","Pipe","Culvert","Length (m)","Total lineal length of the Asset","Metres",null,1]
["Wastewater","Pipe","Culvert","Width (mm)","Internal width of the Asset (If not circular)","Millimetres",null,1]
["Wastewater","Pipe","Culvert","Upstream Depth (m)","Distance from Ground Level  to the  Invert Level at the upstream end","Metres",null,1]
["Wastewater","Pipe","Culvert","Downstream Depth (m)","Distance from Ground Level  to the  Invert Level at the downstream end","Metres",null,1]
["Wastewater","Pipe","Culvert","Height (mm)","Internal height of the Asset (If not circular)","Millimetres",null,1]
["Wastewater","Pipe","Culvert","Headwall Count","Number of headwall structures connected to the Asset","Count",null,1]
["Wastewater","Pipe","Culvert","Upstream RL (m)","Invert level of the Asset at the upstream end (in terms of a R.L)","Metres",null,1]
["Wastewater","Pipe","Culvert","Downstream RL (m)","Invert level of the Asset at the downstream end (in terms of a R.L)","Metres",null,1]
["Water Supply","Pipe","Culvert","Manufacturer","Name of the manufacturer",null,null,1]
["Water Supply","Pipe","Culvert","Serial Number","Pipe Batch Code",null,null,1]
["Stormwater","Pipe","Culvert","Manufacturer","Name of the manufacturer",null,null,1]
["Stormwater","Pipe","Culvert","Serial Number","Pipe Batch Code",null,null,1]
["Wastewater","Pipe","Culvert","Manufacturer","Name of the manufacturer",null,null,1]
["Wastewater","Pipe","Culvert","Serial Number","Pipe Batch Code",null,null,1]
["Stockwater","Pipe","Culvert","Manufacturer","Name of the manufacturer",null,null,1]
["Stockwater","Pipe","Culvert","Serial Number","Pipe Batch Code",null,null,1]
["Irrigation","Pipe","Culvert","Manufacturer","Name of the manufacturer",null,null,1]
["Irrigation","Pipe","Culvert","Serial Number","Pipe Batch Code",null,null,1]
["Irrigation","Basin","Detention Basin","Lining Material","Lining Material used to line the base or sides of the Storage System",null,"A_MTLLIN",1]
["Irrigation","Basin","Detention Basin","Base Length (m)","Base Length of the Storage System","Metres",null,1]
["Irrigation","Basin","Detention Basin","Base Width (m)","Base Width of the Storage System","Metres",null,1]
["Irrigation","Basin","Detention Basin","Base Area (m2)","Base Area of the Storage System","Square metres",null,1]
["Irrigation","Basin","Detention Basin","Volume (m3)","Volume of the Storage System at full capacity","Cubic metres",null,1]
["Irrigation","Basin","Detention Basin","Top RL (m)","Level at the top of the  Storage System (in terms of a R.L)","Metres",null,1]
["Irrigation","Basin","Detention Basin","Base RL (m)","Level at the base of Storage System (in terms of a R.L)","Metres",null,1]
["Irrigation","Basin","Detention Basin","Overflow RL (m)","Level of the Storage System at its breach point (in terms of a R.L)","Metres",null,1]
["Stockwater","Basin","Detention Basin","Lining Material","Lining Material used to line the base or sides of the Storage System",null,"A_MTLLIN",1]
["Stockwater","Basin","Detention Basin","Base Length (m)","Base Length of the Storage System","Metres",null,1]
["Stockwater","Basin","Detention Basin","Base Width (m)","Base Width of the Storage System","Metres",null,1]
["Stockwater","Basin","Detention Basin","Base Area (m2)","Base Area of the Storage System","Square metres",null,1]
["Stockwater","Basin","Detention Basin","Volume (m3)","Volume of the Storage System at full capacity","Cubic metres",null,1]
["Stockwater","Basin","Detention Basin","Top RL (m)","Level at the top of the  Storage System (in terms of a R.L)","Metres",null,1]
["Stockwater","Basin","Detention Basin","Base RL (m)","Level at the base of Storage System (in terms of a R.L)","Metres",null,1]
["Stockwater","Basin","Detention Basin","Overflow RL (m)","Level of the Storage System at its breach point (in terms of a R.L)","Metres",null,1]
["Stormwater","Basin","Detention Basin","Lining Material","Lining Material used to line the base or sides of the Storage System",null,"A_MTLLIN",1]
["Stormwater","Basin","Detention Basin","Base Length (m)","Base Length of the Storage System","Metres",null,1]
["Stormwater","Basin","Detention Basin","Base Width (m)","Base Width of the Storage System","Metres",null,1]
["Stormwater","Basin","Detention Basin","Base Area (m2)","Base Area of the Storage System","Square metres",null,1]
["Stormwater","Basin","Detention Basin","Volume (m3)","Volume of the Storage System at full capacity","Cubic metres",null,1]
["Stormwater","Basin","Detention Basin","Top RL (m)","Level at the top of the  Storage System (in terms of a R.L)","Metres",null,1]
["Stormwater","Basin","Detention Basin","Base RL (m)","Level at the base of Storage System (in terms of a R.L)","Metres",null,1]
["Stormwater","Basin","Detention Basin","Overflow RL (m)","Level of the Storage System at its breach point (in terms of a R.L)","Metres",null,1]
["Water Supply","Basin","Detention Basin","Lining Material","Lining Material used to line the base or sides of the Storage System",null,"A_MTLLIN",1]
["Water Supply","Basin","Detention Basin","Base Length (m)","Base Length of the Storage System","Metres",null,1]
["Water Supply","Basin","Detention Basin","Base Width (m)","Base Width of the Storage System","Metres",null,1]
["Water Supply","Basin","Detention Basin","Base Area (m2)","Base Area of the Storage System","Square metres",null,1]
["Water Supply","Basin","Detention Basin","Volume (m3)","Volume of the Storage System at full capacity","Cubic metres",null,1]
["Water Supply","Basin","Detention Basin","Top RL (m)","Level at the top of the  Storage System (in terms of a R.L)","Metres",null,1]
["Water Supply","Basin","Detention Basin","Base RL (m)","Level at the base of Storage System (in terms of a R.L)","Metres",null,1]
["Water Supply","Basin","Detention Basin","Overflow RL (m)","Level of the Storage System at its breach point (in terms of a R.L)","Metres",null,1]
["Wastewater","Basin","Detention Basin","Lining Material","Lining Material used to line the base or sides of the Storage System",null,"A_MTLLIN",1]
["Wastewater","Basin","Detention Basin","Base Length (m)","Base Length of the Storage System","Metres",null,1]
["Wastewater","Basin","Detention Basin","Base Width (m)","Base Width of the Storage System","Metres",null,1]
["Wastewater","Basin","Detention Basin","Base Area (m2)","Base Area of the Storage System","Square metres",null,1]
["Wastewater","Basin","Detention Basin","Volume (m3)","Volume of the Storage System at full capacity","Cubic metres",null,1]
["Wastewater","Basin","Detention Basin","Top RL (m)","Level at the top of the  Storage System (in terms of a R.L)","Metres",null,1]
["Wastewater","Basin","Detention Basin","Base RL (m)","Level at the base of Storage System (in terms of a R.L)","Metres",null,1]
["Wastewater","Basin","Detention Basin","Overflow RL (m)","Level of the Storage System at its breach point (in terms of a R.L)","Metres",null,1]
["Irrigation","Bore","Dewatering Bore","Casing Material","Material of the Bore Casing Pipe",null,"A_MTLCSG",1]
["Irrigation","Bore","Dewatering Bore","Diameter (mm)","Internal Diameter of the Bore Casing","Millimetres",null,1]
["Irrigation","Bore","Dewatering Bore","Depth (m)","Distance from the bore flange at the ground surface to the bottom of the Bore","Metres",null,1]
["Irrigation","Bore","Dewatering Bore","Ground RL (m)","Level at the Ground surface (in terms of a R.L)","Metres",null,1]
["Irrigation","Bore","Dewatering Bore","ECan Well Reference","Ecan Reference Number for borehole",null,null,1]
["Irrigation","Bore","Dewatering Bore","ECan Consent Number","Environment Canterbury resource consent number",null,null,1]
["Stockwater","Bore","Dewatering Bore","Casing Material","Material of the Bore Casing Pipe",null,"A_MTLCSG",1]
["Stockwater","Bore","Dewatering Bore","Diameter (mm)","Internal Diameter of the Bore Casing","Millimetres",null,1]
["Stockwater","Bore","Dewatering Bore","Depth (m)","Distance from the bore flange at the ground surface to the bottom of the Bore","Metres",null,1]
["Stockwater","Bore","Dewatering Bore","Ground RL (m)","Level at the Ground surface (in terms of a R.L)","Metres",null,1]
["Stockwater","Bore","Dewatering Bore","ECan Well Reference","Ecan Reference Number for borehole",null,null,1]
["Stockwater","Bore","Dewatering Bore","ECan Consent Number","Environment Canterbury resource consent number",null,null,1]
["Stormwater","Bore","Dewatering Bore","Casing Material","Material of the Bore Casing Pipe",null,"A_MTLCSG",1]
["Stormwater","Bore","Dewatering Bore","Diameter (mm)","Internal Diameter of the Bore Casing","Millimetres",null,1]
["Stormwater","Bore","Dewatering Bore","Depth (m)","Distance from the bore flange at the ground surface to the bottom of the Bore","Metres",null,1]
["Stormwater","Bore","Dewatering Bore","Ground RL (m)","Level at the Ground surface (in terms of a R.L)","Metres",null,1]
["Stormwater","Bore","Dewatering Bore","ECan Well Reference","Ecan Reference Number for borehole",null,null,1]
["Stormwater","Bore","Dewatering Bore","ECan Consent Number","Environment Canterbury resource consent number",null,null,1]
["Water Supply","Bore","Dewatering Bore","Casing Material","Material of the Bore Casing Pipe",null,"A_MTLCSG",1]
["Water Supply","Bore","Dewatering Bore","Diameter (mm)","Internal Diameter of the Bore Casing","Millimetres",null,1]
["Water Supply","Bore","Dewatering Bore","Depth (m)","Distance from the bore flange at the ground surface to the bottom of the Bore","Metres",null,1]
["Water Supply","Bore","Dewatering Bore","Ground RL (m)","Level at the Ground surface (in terms of a R.L)","Metres",null,1]
["Water Supply","Bore","Dewatering Bore","ECan Well Reference","Ecan Reference Number for borehole",null,null,1]
["Water Supply","Bore","Dewatering Bore","ECan Consent Number","Environment Canterbury resource consent number",null,null,1]
["Wastewater","Bore","Dewatering Bore","Casing Material","Material of the Bore Casing Pipe",null,"A_MTLCSG",1]
["Wastewater","Bore","Dewatering Bore","Diameter (mm)","Internal Diameter of the Bore Casing","Millimetres",null,1]
["Wastewater","Bore","Dewatering Bore","Depth (m)","Distance from the bore flange at the ground surface to the bottom of the Bore","Metres",null,1]
["Wastewater","Bore","Dewatering Bore","Ground RL (m)","Level at the Ground surface (in terms of a R.L)","Metres",null,1]
["Wastewater","Bore","Dewatering Bore","ECan Well Reference","Ecan Reference Number for borehole",null,null,1]
["Wastewater","Bore","Dewatering Bore","ECan Consent Number","Environment Canterbury resource consent number",null,null,1]
["Irrigation","Valve","Diffuser","Locality","Physical location of the Asset ",null,"A_POSVRS",1]
["Irrigation","Valve","Diffuser","Valve State","The normal operational state of the Asset.",null,"A_STTVLV",1]
["Irrigation","Valve","Diffuser","Material","Material used to manufacture the Asset",null,"A_MTLVLV",1]
["Irrigation","Valve","Diffuser","Diameter (mm)","Nominal diameter of the Asset (Internal diameter unless external diameter is nominated as industry standard)","Millimetres",null,1]
["Stockwater","Valve","Diffuser","Locality","Physical location of the Asset ",null,"A_POSVRS",1]
["Stockwater","Valve","Diffuser","Valve State","The normal operational state of the Asset.",null,"A_STTVLV",1]
["Stockwater","Valve","Diffuser","Material","Material used to manufacture the Asset",null,"A_MTLVLV",1]
["Stockwater","Valve","Diffuser","Diameter (mm)","Nominal diameter of the Asset (Internal diameter unless external diameter is nominated as industry standard)","Millimetres",null,1]
["Stormwater","Valve","Diffuser","Locality","Physical location of the Asset ",null,"A_POSVRS",1]
["Stormwater","Valve","Diffuser","Valve State","The normal operational state of the Asset.",null,"A_STTVLV",1]
["Stormwater","Valve","Diffuser","Material","Material used to manufacture the Asset",null,"A_MTLVLV",1]
["Stormwater","Valve","Diffuser","Diameter (mm)","Nominal diameter of the Asset (Internal diameter unless external diameter is nominated as industry standard)","Millimetres",null,1]
["Water Supply","Valve","Diffuser","Locality","Physical location of the Asset ",null,"A_POSVRS",1]
["Water Supply","Valve","Diffuser","Valve State","The normal operational state of the Asset.",null,"A_STTVLV",1]
["Water Supply","Valve","Diffuser","Material","Material used to manufacture the Asset",null,"A_MTLVLV",1]
["Water Supply","Valve","Diffuser","Diameter (mm)","Nominal diameter of the Asset (Internal diameter unless external diameter is nominated as industry standard)","Millimetres",null,1]
["Wastewater","Valve","Diffuser","Locality","Physical location of the Asset ",null,"A_POSVRS",1]
["Wastewater","Valve","Diffuser","Valve State","The normal operational state of the Asset.",null,"A_STTVLV",1]
["Wastewater","Valve","Diffuser","Material","Material used to manufacture the Asset",null,"A_MTLVLV",1]
["Wastewater","Valve","Diffuser","Diameter (mm)","Nominal diameter of the Asset (Internal diameter unless external diameter is nominated as industry standard)","Millimetres",null,1]
["Water Supply","Valve","Diffuser","Manufacturer","Name of the manufacturer",null,null,1]
["Water Supply","Valve","Diffuser","Model","Name of the manufacturer model",null,null,1]
["Irrigation","Valve","Diffuser","Manufacturer","Name of the manufacturer",null,null,1]
["Irrigation","Valve","Diffuser","Model","Name of the manufacturer model",null,null,1]
["Stockwater","Valve","Diffuser","Manufacturer","Name of the manufacturer",null,null,1]
["Stockwater","Valve","Diffuser","Model","Name of the manufacturer model",null,null,1]
["Wastewater","Valve","Diffuser","Manufacturer","Name of the manufacturer",null,null,1]
["Wastewater","Valve","Diffuser","Model","Name of the manufacturer model",null,null,1]
["Stormwater","Valve","Diffuser","Manufacturer","Name of the manufacturer",null,null,1]
["Stormwater","Valve","Diffuser","Model","Name of the manufacturer model",null,null,1]
["Irrigation","Instrument","Dissolved Oxygen Analyser","Input Voltage (V)","To define the rated Supply Voltage","Volts","A_CLSVLT",1]
["Irrigation","Instrument","Dissolved Oxygen Analyser","Locality","Physical location of the Asset",null,"A_POSVRS",1]
["Irrigation","Instrument","Dissolved Oxygen Analyser","Monitoring Type","Method used for monitoring, recording and reporting of data",null,"A_MTHMNT",1]
["Irrigation","Instrument","Dissolved Oxygen Analyser","Comms Protocol","Communications method used for sending and receiving data",null,"A_TYPCOM",1]
["Irrigation","Instrument","Dissolved Oxygen Analyser","Calibration Agent",null,null,null,1]
["Irrigation","Instrument","Dissolved Oxygen Analyser","Calibration Number",null,null,null,1]
["Irrigation","Instrument","Dissolved Oxygen Analyser","Calibration Exp Date",null,null,null,1]
["Irrigation","Instrument","Dissolved Oxygen Analyser","Instrument Range","Approved range for measuring the data",null,null,1]
["Stockwater","Instrument","Dissolved Oxygen Analyser","Input Voltage (V)","To define the rated Supply Voltage","Volts","A_CLSVLT",1]
["Stockwater","Instrument","Dissolved Oxygen Analyser","Locality","Physical location of the Asset",null,"A_POSVRS",1]
["Stockwater","Instrument","Dissolved Oxygen Analyser","Monitoring Type","Method used for monitoring, recording and reporting of data",null,"A_MTHMNT",1]
["Stockwater","Instrument","Dissolved Oxygen Analyser","Comms Protocol","Communications method used for sending and receiving data",null,"A_TYPCOM",1]
["Stockwater","Instrument","Dissolved Oxygen Analyser","Calibration Agent",null,null,null,1]
["Stockwater","Instrument","Dissolved Oxygen Analyser","Calibration Number",null,null,null,1]
["Stockwater","Instrument","Dissolved Oxygen Analyser","Calibration Exp Date",null,null,null,1]
["Stockwater","Instrument","Dissolved Oxygen Analyser","Instrument Range","Approved range for measuring the data",null,null,1]
["Stormwater","Instrument","Dissolved Oxygen Analyser","Input Voltage (V)","To define the rated Supply Voltage","Volts","A_CLSVLT",1]
["Stormwater","Instrument","Dissolved Oxygen Analyser","Locality","Physical location of the Asset",null,"A_POSVRS",1]
["Stormwater","Instrument","Dissolved Oxygen Analyser","Monitoring Type","Method used for monitoring, recording and reporting of data",null,"A_MTHMNT",1]
["Stormwater","Instrument","Dissolved Oxygen Analyser","Comms Protocol","Communications method used for sending and receiving data",null,"A_TYPCOM",1]
["Stormwater","Instrument","Dissolved Oxygen Analyser","Calibration Agent",null,null,null,1]
["Stormwater","Instrument","Dissolved Oxygen Analyser","Calibration Number",null,null,null,1]
["Stormwater","Instrument","Dissolved Oxygen Analyser","Calibration Exp Date",null,null,null,1]
["Stormwater","Instrument","Dissolved Oxygen Analyser","Instrument Range","Approved range for measuring the data",null,null,1]
["Water Supply","Instrument","Dissolved Oxygen Analyser","Input Voltage (V)","To define the rated Supply Voltage","Volts","A_CLSVLT",1]
["Water Supply","Instrument","Dissolved Oxygen Analyser","Locality","Physical location of the Asset",null,"A_POSVRS",1]
["Water Supply","Instrument","Dissolved Oxygen Analyser","Monitoring Type","Method used for monitoring, recording and reporting of data",null,"A_MTHMNT",1]
["Water Supply","Instrument","Dissolved Oxygen Analyser","Comms Protocol","Communications method used for sending and receiving data",null,"A_TYPCOM",1]
["Water Supply","Instrument","Dissolved Oxygen Analyser","Calibration Agent",null,null,null,1]
["Water Supply","Instrument","Dissolved Oxygen Analyser","Calibration Number",null,null,null,1]
["Water Supply","Instrument","Dissolved Oxygen Analyser","Calibration Exp Date",null,null,null,1]
["Water Supply","Instrument","Dissolved Oxygen Analyser","Instrument Range","Approved range for measuring the data",null,null,1]
["Wastewater","Instrument","Dissolved Oxygen Analyser","Input Voltage (V)","To define the rated Supply Voltage","Volts","A_CLSVLT",1]
["Wastewater","Instrument","Dissolved Oxygen Analyser","Locality","Physical location of the Asset",null,"A_POSVRS",1]
["Wastewater","Instrument","Dissolved Oxygen Analyser","Monitoring Type","Method used for monitoring, recording and reporting of data",null,"A_MTHMNT",1]
["Wastewater","Instrument","Dissolved Oxygen Analyser","Comms Protocol","Communications method used for sending and receiving data",null,"A_TYPCOM",1]
["Wastewater","Instrument","Dissolved Oxygen Analyser","Calibration Agent",null,null,null,1]
["Wastewater","Instrument","Dissolved Oxygen Analyser","Calibration Number",null,null,null,1]
["Wastewater","Instrument","Dissolved Oxygen Analyser","Calibration Exp Date",null,null,null,1]
["Wastewater","Instrument","Dissolved Oxygen Analyser","Instrument Range","Approved range for measuring the data",null,null,1]
["Water Supply","Instrument","Dissolved Oxygen Analyser","Manufacturer","Name of the manufacturer",null,null,1]
["Water Supply","Instrument","Dissolved Oxygen Analyser","Model","Name of the manufacturer model",null,null,1]
["Water Supply","Instrument","Dissolved Oxygen Analyser","Serial Number","Identification code supplied by the manufacturer",null,null,1]
["Water Supply","Instrument","Dissolved Oxygen Analyser","Warranty Expiry Date","Expiry date of the warranty period",null,null,1]
["Stormwater","Instrument","Dissolved Oxygen Analyser","Manufacturer","Name of the manufacturer",null,null,1]
["Stormwater","Instrument","Dissolved Oxygen Analyser","Model","Name of the manufacturer model",null,null,1]
["Stormwater","Instrument","Dissolved Oxygen Analyser","Serial Number","Identification code supplied by the manufacturer",null,null,1]
["Stormwater","Instrument","Dissolved Oxygen Analyser","Warranty Expiry Date","Expiry date of the warranty period",null,null,1]
["Wastewater","Instrument","Dissolved Oxygen Analyser","Manufacturer","Name of the manufacturer",null,null,1]
["Wastewater","Instrument","Dissolved Oxygen Analyser","Model","Name of the manufacturer model",null,null,1]
["Wastewater","Instrument","Dissolved Oxygen Analyser","Serial Number","Identification code supplied by the manufacturer",null,null,1]
["Wastewater","Instrument","Dissolved Oxygen Analyser","Warranty Expiry Date","Expiry date of the warranty period",null,null,1]
["Stockwater","Instrument","Dissolved Oxygen Analyser","Manufacturer","Name of the manufacturer",null,null,1]
["Stockwater","Instrument","Dissolved Oxygen Analyser","Model","Name of the manufacturer model",null,null,1]
["Stockwater","Instrument","Dissolved Oxygen Analyser","Serial Number","Identification code supplied by the manufacturer",null,null,1]
["Stockwater","Instrument","Dissolved Oxygen Analyser","Warranty Expiry Date","Expiry date of the warranty period",null,null,1]
["Irrigation","Instrument","Dissolved Oxygen Analyser","Manufacturer","Name of the manufacturer",null,null,1]
["Irrigation","Instrument","Dissolved Oxygen Analyser","Model","Name of the manufacturer model",null,null,1]
["Irrigation","Instrument","Dissolved Oxygen Analyser","Serial Number","Identification code supplied by the manufacturer",null,null,1]
["Irrigation","Instrument","Dissolved Oxygen Analyser","Warranty Expiry Date","Expiry date of the warranty period",null,null,1]
["Irrigation","Structure","Drop Structure Chamber","Material","Material used to manufacture the Asset",null,"A_MTLSTR",1]
["Irrigation","Structure","Drop Structure Chamber","Construction Method","Construction method used to form Asset",null,"A_MTHSTR",1]
["Irrigation","Structure","Drop Structure Chamber","Diameter (m)","Diameter of the Asset (if not rectangular)","Metres",null,1]
["Irrigation","Structure","Drop Structure Chamber","Length (m)","Total length of the Assset (if not circular)","Metres",null,1]
["Irrigation","Structure","Drop Structure Chamber","Width (m)","Total Width of the Asset (if not circular)","Metres",null,1]
["Irrigation","Structure","Drop Structure Chamber","Depth (m)","Total Depth of the Asset (below ground)","Metres",null,1]
["Irrigation","Structure","Drop Structure Chamber","Top RL (m)","Level at the top of the Asset (in terms of a R.L). Refer technical chapter for details","Metres",null,1]
["Irrigation","Structure","Drop Structure Chamber","Invert RL (m)","Level at the Invert of the Asset  (in terms of a R.L)","Metres",null,1]
["Stockwater","Structure","Drop Structure Chamber","Material","Material used to manufacture the Asset",null,"A_MTLSTR",1]
["Stockwater","Structure","Drop Structure Chamber","Construction Method","Construction method used to form Asset",null,"A_MTHSTR",1]
["Stockwater","Structure","Drop Structure Chamber","Diameter (m)","Diameter of the Asset (if not rectangular)","Metres",null,1]
["Stockwater","Structure","Drop Structure Chamber","Length (m)","Total length of the Assset (if not circular)","Metres",null,1]
["Stockwater","Structure","Drop Structure Chamber","Width (m)","Total Width of the Asset (if not circular)","Metres",null,1]
["Stockwater","Structure","Drop Structure Chamber","Depth (m)","Total Depth of the Asset (below ground)","Metres",null,1]
["Stockwater","Structure","Drop Structure Chamber","Top RL (m)","Level at the top of the Asset (in terms of a R.L). Refer technical chapter for details","Metres",null,1]
["Stockwater","Structure","Drop Structure Chamber","Invert RL (m)","Level at the Invert of the Asset  (in terms of a R.L)","Metres",null,1]
["Stormwater","Structure","Drop Structure Chamber","Material","Material used to manufacture the Asset",null,"A_MTLSTR",1]
["Stormwater","Structure","Drop Structure Chamber","Construction Method","Construction method used to form Asset",null,"A_MTHSTR",1]
["Stormwater","Structure","Drop Structure Chamber","Diameter (m)","Diameter of the Asset (if not rectangular)","Metres",null,1]
["Stormwater","Structure","Drop Structure Chamber","Length (m)","Total length of the Assset (if not circular)","Metres",null,1]
["Stormwater","Structure","Drop Structure Chamber","Width (m)","Total Width of the Asset (if not circular)","Metres",null,1]
["Stormwater","Structure","Drop Structure Chamber","Depth (m)","Total Depth of the Asset (below ground)","Metres",null,1]
["Stormwater","Structure","Drop Structure Chamber","Top RL (m)","Level at the top of the Asset (in terms of a R.L). Refer technical chapter for details","Metres",null,1]
["Stormwater","Structure","Drop Structure Chamber","Invert RL (m)","Level at the Invert of the Asset  (in terms of a R.L)","Metres",null,1]
["Water Supply","Structure","Drop Structure Chamber","Material","Material used to manufacture the Asset",null,"A_MTLSTR",1]
["Water Supply","Structure","Drop Structure Chamber","Construction Method","Construction method used to form Asset",null,"A_MTHSTR",1]
["Water Supply","Structure","Drop Structure Chamber","Diameter (m)","Diameter of the Asset (if not rectangular)","Metres",null,1]
["Water Supply","Structure","Drop Structure Chamber","Length (m)","Total length of the Assset (if not circular)","Metres",null,1]
["Water Supply","Structure","Drop Structure Chamber","Width (m)","Total Width of the Asset (if not circular)","Metres",null,1]
["Water Supply","Structure","Drop Structure Chamber","Depth (m)","Total Depth of the Asset (below ground)","Metres",null,1]
["Water Supply","Structure","Drop Structure Chamber","Top RL (m)","Level at the top of the Asset (in terms of a R.L). Refer technical chapter for details","Metres",null,1]
["Water Supply","Structure","Drop Structure Chamber","Invert RL (m)","Level at the Invert of the Asset  (in terms of a R.L)","Metres",null,1]
["Wastewater","Structure","Drop Structure Chamber","Material","Material used to manufacture the Asset",null,"A_MTLSTR",1]
["Wastewater","Structure","Drop Structure Chamber","Construction Method","Construction method used to form Asset",null,"A_MTHSTR",1]
["Wastewater","Structure","Drop Structure Chamber","Diameter (m)","Diameter of the Asset (if not rectangular)","Metres",null,1]
["Wastewater","Structure","Drop Structure Chamber","Length (m)","Total length of the Assset (if not circular)","Metres",null,1]
["Wastewater","Structure","Drop Structure Chamber","Width (m)","Total Width of the Asset (if not circular)","Metres",null,1]
["Wastewater","Structure","Drop Structure Chamber","Depth (m)","Total Depth of the Asset (below ground)","Metres",null,1]
["Wastewater","Structure","Drop Structure Chamber","Top RL (m)","Level at the top of the Asset (in terms of a R.L). Refer technical chapter for details","Metres",null,1]
["Wastewater","Structure","Drop Structure Chamber","Invert RL (m)","Level at the Invert of the Asset  (in terms of a R.L)","Metres",null,1]
["Irrigation","Structure","Drop Structure Weir","Material","Material used to manufacture the Asset",null,"A_MTLSTR",1]
["Irrigation","Structure","Drop Structure Weir","Construction Method","Construction method used to form Asset",null,"A_MTHSTR",1]
["Irrigation","Structure","Drop Structure Weir","Width (m)","Total Width of the Asset","Metres",null,1]
["Irrigation","Structure","Drop Structure Weir","Height (m)","Total height of the Asset (above ground)","Metres",null,1]
["Irrigation","Structure","Drop Structure Weir","Top RL (m)","Level at the top of the Asset (in terms of a R.L). Refer technical chapter for details","Metres",null,1]
["Irrigation","Structure","Drop Structure Weir","Base RL (m)","Level at the bottom of the Asset (in terms of a R.L). Refer technical chapter for details","Metres",null,1]
["Irrigation","Structure","Drop Structure Weir","Weir RL (m)","Level at the spill point of the Asset  (in terms of a R.L)","Metres",null,1]
["Stockwater","Structure","Drop Structure Weir","Material","Material used to manufacture the Asset",null,"A_MTLSTR",1]
["Stockwater","Structure","Drop Structure Weir","Construction Method","Construction method used to form Asset",null,"A_MTHSTR",1]
["Stockwater","Structure","Drop Structure Weir","Width (m)","Total Width of the Asset","Metres",null,1]
["Stockwater","Structure","Drop Structure Weir","Height (m)","Total height of the Asset (above ground)","Metres",null,1]
["Stockwater","Structure","Drop Structure Weir","Top RL (m)","Level at the top of the Asset (in terms of a R.L). Refer technical chapter for details","Metres",null,1]
["Stockwater","Structure","Drop Structure Weir","Base RL (m)","Level at the bottom of the Asset (in terms of a R.L). Refer technical chapter for details","Metres",null,1]
["Stockwater","Structure","Drop Structure Weir","Weir RL (m)","Level at the spill point of the Asset  (in terms of a R.L)","Metres",null,1]
["Stormwater","Structure","Drop Structure Weir","Material","Material used to manufacture the Asset",null,"A_MTLSTR",1]
["Stormwater","Structure","Drop Structure Weir","Construction Method","Construction method used to form Asset",null,"A_MTHSTR",1]
["Stormwater","Structure","Drop Structure Weir","Width (m)","Total Width of the Asset","Metres",null,1]
["Stormwater","Structure","Drop Structure Weir","Height (m)","Total height of the Asset (above ground)","Metres",null,1]
["Stormwater","Structure","Drop Structure Weir","Top RL (m)","Level at the top of the Asset (in terms of a R.L). Refer technical chapter for details","Metres",null,1]
["Stormwater","Structure","Drop Structure Weir","Base RL (m)","Level at the bottom of the Asset (in terms of a R.L). Refer technical chapter for details","Metres",null,1]
["Stormwater","Structure","Drop Structure Weir","Weir RL (m)","Level at the spill point of the Asset  (in terms of a R.L)","Metres",null,1]
["Water Supply","Structure","Drop Structure Weir","Material","Material used to manufacture the Asset",null,"A_MTLSTR",1]
["Water Supply","Structure","Drop Structure Weir","Construction Method","Construction method used to form Asset",null,"A_MTHSTR",1]
["Water Supply","Structure","Drop Structure Weir","Width (m)","Total Width of the Asset","Metres",null,1]
["Water Supply","Structure","Drop Structure Weir","Height (m)","Total height of the Asset (above ground)","Metres",null,1]
["Water Supply","Structure","Drop Structure Weir","Top RL (m)","Level at the top of the Asset (in terms of a R.L). Refer technical chapter for details","Metres",null,1]
["Water Supply","Structure","Drop Structure Weir","Base RL (m)","Level at the bottom of the Asset (in terms of a R.L). Refer technical chapter for details","Metres",null,1]
["Water Supply","Structure","Drop Structure Weir","Weir RL (m)","Level at the spill point of the Asset  (in terms of a R.L)","Metres",null,1]
["Wastewater","Structure","Drop Structure Weir","Material","Material used to manufacture the Asset",null,"A_MTLSTR",1]
["Wastewater","Structure","Drop Structure Weir","Construction Method","Construction method used to form Asset",null,"A_MTHSTR",1]
["Wastewater","Structure","Drop Structure Weir","Width (m)","Total Width of the Asset","Metres",null,1]
["Wastewater","Structure","Drop Structure Weir","Height (m)","Total height of the Asset (above ground)","Metres",null,1]
["Wastewater","Structure","Drop Structure Weir","Top RL (m)","Level at the top of the Asset (in terms of a R.L). Refer technical chapter for details","Metres",null,1]
["Wastewater","Structure","Drop Structure Weir","Base RL (m)","Level at the bottom of the Asset (in terms of a R.L). Refer technical chapter for details","Metres",null,1]
["Wastewater","Structure","Drop Structure Weir","Weir RL (m)","Level at the spill point of the Asset  (in terms of a R.L)","Metres",null,1]
["Irrigation","Chamber","Dry Well","Material","Material used to manufacture the Asset",null,"A_MTLTNK",1]
["Irrigation","Chamber","Dry Well","Construction Method","Construction method used to form the Asset",null,"A_MTHSTR",1]
["Irrigation","Chamber","Dry Well","Chamber Shape","Preformed shape of the Asset",null,"A_SHPCMB",1]
["Irrigation","Chamber","Dry Well","Lid Type","Asset category type",null,"A_TYPLID",1]
["Irrigation","Chamber","Dry Well","Lid Material","Material used to manufacture the Asset",null,"A_MTLLID",1]
["Irrigation","Chamber","Dry Well","Lid Shape","Physical shape of the Asset",null,"A_SHPLID",1]
["Irrigation","Chamber","Dry Well","Lid Fixing","Fixing mechanism used to secure the Asset",null,"A_FIXLID",1]
["Irrigation","Chamber","Dry Well","Lid Security","Security measures to prevent accessibility into the Asset",null,"A_SCRLID",1]
["Irrigation","Chamber","Dry Well","Lid Class","Weight Classification Category designated for the required trafficking on the Asset",null,"A_CLSLID",1]
["Irrigation","Chamber","Dry Well","Diameter (m)","Internal Diameter of the Asset (if not rectangular)","Metres",null,1]
["Irrigation","Chamber","Dry Well","Length (m)","Internal length of the Asset (if not circular)","Metres",null,1]
["Irrigation","Chamber","Dry Well","Width (m)","Internal Width Of The Asset (if not circular) ","Metres",null,1]
["Irrigation","Chamber","Dry Well","Depth (m)","Internal distance between the lid level of the Chamber and the base","Metres",null,1]
["Irrigation","Chamber","Dry Well","Lid RL (m)","Level of the centre of the top of the Asset (in terms of a R.L)","Metres",null,1]
["Irrigation","Chamber","Dry Well","Base RL (m)","Level on the internal base floor of the Asset (in terms of a R.L)","Metres",null,1]
["Irrigation","Chamber","Dry Well","Lid Diameter (mm)","External diameter of the Asset (if not rectangular)","Millimetres",null,1]
["Irrigation","Chamber","Dry Well","Lid Length (mm)","External length of the Asset (if not circular)","Millimetres",null,1]
["Irrigation","Chamber","Dry Well","Lid Width (mm)","External width of the Asset (if not circular)","Millimetres",null,1]
["Stockwater","Chamber","Dry Well","Material","Material used to manufacture the Asset",null,"A_MTLTNK",1]
["Stockwater","Chamber","Dry Well","Construction Method","Construction method used to form the Asset",null,"A_MTHSTR",1]
["Stockwater","Chamber","Dry Well","Chamber Shape","Preformed shape of the Asset",null,"A_SHPCMB",1]
["Stockwater","Chamber","Dry Well","Lid Type","Asset category type",null,"A_TYPLID",1]
["Stockwater","Chamber","Dry Well","Lid Material","Material used to manufacture the Asset",null,"A_MTLLID",1]
["Stockwater","Chamber","Dry Well","Lid Shape","Physical shape of the Asset",null,"A_SHPLID",1]
["Stockwater","Chamber","Dry Well","Lid Fixing","Fixing mechanism used to secure the Asset",null,"A_FIXLID",1]
["Stockwater","Chamber","Dry Well","Lid Security","Security measures to prevent accessibility into the Asset",null,"A_SCRLID",1]
["Stockwater","Chamber","Dry Well","Lid Class","Weight Classification Category designated for the required trafficking on the Asset",null,"A_CLSLID",1]
["Stockwater","Chamber","Dry Well","Diameter (m)","Internal Diameter of the Asset (if not rectangular)","Metres",null,1]
["Stockwater","Chamber","Dry Well","Length (m)","Internal length of the Asset (if not circular)","Metres",null,1]
["Stockwater","Chamber","Dry Well","Width (m)","Internal Width Of The Asset (if not circular) ","Metres",null,1]
["Stockwater","Chamber","Dry Well","Depth (m)","Internal distance between the lid level of the Chamber and the base","Metres",null,1]
["Stockwater","Chamber","Dry Well","Lid RL (m)","Level of the centre of the top of the Asset (in terms of a R.L)","Metres",null,1]
["Stockwater","Chamber","Dry Well","Base RL (m)","Level on the internal base floor of the Asset (in terms of a R.L)","Metres",null,1]
["Stockwater","Chamber","Dry Well","Lid Diameter (mm)","External diameter of the Asset (if not rectangular)","Millimetres",null,1]
["Stockwater","Chamber","Dry Well","Lid Length (mm)","External length of the Asset (if not circular)","Millimetres",null,1]
["Stockwater","Chamber","Dry Well","Lid Width (mm)","External width of the Asset (if not circular)","Millimetres",null,1]
["Stormwater","Chamber","Dry Well","Material","Material used to manufacture the Asset",null,"A_MTLTNK",1]
["Stormwater","Chamber","Dry Well","Construction Method","Construction method used to form the Asset",null,"A_MTHSTR",1]
["Stormwater","Chamber","Dry Well","Chamber Shape","Preformed shape of the Asset",null,"A_SHPCMB",1]
["Stormwater","Chamber","Dry Well","Lid Type","Asset category type",null,"A_TYPLID",1]
["Stormwater","Chamber","Dry Well","Lid Material","Material used to manufacture the Asset",null,"A_MTLLID",1]
["Stormwater","Chamber","Dry Well","Lid Shape","Physical shape of the Asset",null,"A_SHPLID",1]
["Stormwater","Chamber","Dry Well","Lid Fixing","Fixing mechanism used to secure the Asset",null,"A_FIXLID",1]
["Stormwater","Chamber","Dry Well","Lid Security","Security measures to prevent accessibility into the Asset",null,"A_SCRLID",1]
["Stormwater","Chamber","Dry Well","Lid Class","Weight Classification Category designated for the required trafficking on the Asset",null,"A_CLSLID",1]
["Stormwater","Chamber","Dry Well","Diameter (m)","Internal Diameter of the Asset (if not rectangular)","Metres",null,1]
["Stormwater","Chamber","Dry Well","Length (m)","Internal length of the Asset (if not circular)","Metres",null,1]
["Stormwater","Chamber","Dry Well","Width (m)","Internal Width Of The Asset (if not circular) ","Metres",null,1]
["Stormwater","Chamber","Dry Well","Depth (m)","Internal distance between the lid level of the Chamber and the base","Metres",null,1]
["Stormwater","Chamber","Dry Well","Lid RL (m)","Level of the centre of the top of the Asset (in terms of a R.L)","Metres",null,1]
["Stormwater","Chamber","Dry Well","Base RL (m)","Level on the internal base floor of the Asset (in terms of a R.L)","Metres",null,1]
["Stormwater","Chamber","Dry Well","Lid Diameter (mm)","External diameter of the Asset (if not rectangular)","Millimetres",null,1]
["Stormwater","Chamber","Dry Well","Lid Length (mm)","External length of the Asset (if not circular)","Millimetres",null,1]
["Stormwater","Chamber","Dry Well","Lid Width (mm)","External width of the Asset (if not circular)","Millimetres",null,1]
["Water Supply","Chamber","Dry Well","Material","Material used to manufacture the Asset",null,"A_MTLTNK",1]
["Water Supply","Chamber","Dry Well","Construction Method","Construction method used to form the Asset",null,"A_MTHSTR",1]
["Water Supply","Chamber","Dry Well","Chamber Shape","Preformed shape of the Asset",null,"A_SHPCMB",1]
["Water Supply","Chamber","Dry Well","Lid Type","Asset category type",null,"A_TYPLID",1]
["Water Supply","Chamber","Dry Well","Lid Material","Material used to manufacture the Asset",null,"A_MTLLID",1]
["Water Supply","Chamber","Dry Well","Lid Shape","Physical shape of the Asset",null,"A_SHPLID",1]
["Water Supply","Chamber","Dry Well","Lid Fixing","Fixing mechanism used to secure the Asset",null,"A_FIXLID",1]
["Water Supply","Chamber","Dry Well","Lid Security","Security measures to prevent accessibility into the Asset",null,"A_SCRLID",1]
["Water Supply","Chamber","Dry Well","Lid Class","Weight Classification Category designated for the required trafficking on the Asset",null,"A_CLSLID",1]
["Water Supply","Chamber","Dry Well","Diameter (m)","Internal Diameter of the Asset (if not rectangular)","Metres",null,1]
["Water Supply","Chamber","Dry Well","Length (m)","Internal length of the Asset (if not circular)","Metres",null,1]
["Water Supply","Chamber","Dry Well","Width (m)","Internal Width Of The Asset (if not circular) ","Metres",null,1]
["Water Supply","Chamber","Dry Well","Depth (m)","Internal distance between the lid level of the Chamber and the base","Metres",null,1]
["Water Supply","Chamber","Dry Well","Lid RL (m)","Level of the centre of the top of the Asset (in terms of a R.L)","Metres",null,1]
["Water Supply","Chamber","Dry Well","Base RL (m)","Level on the internal base floor of the Asset (in terms of a R.L)","Metres",null,1]
["Water Supply","Chamber","Dry Well","Lid Diameter (mm)","External diameter of the Asset (if not rectangular)","Millimetres",null,1]
["Water Supply","Chamber","Dry Well","Lid Length (mm)","External length of the Asset (if not circular)","Millimetres",null,1]
["Water Supply","Chamber","Dry Well","Lid Width (mm)","External width of the Asset (if not circular)","Millimetres",null,1]
["Wastewater","Chamber","Dry Well","Material","Material used to manufacture the Asset",null,"A_MTLTNK",1]
["Wastewater","Chamber","Dry Well","Construction Method","Construction method used to form the Asset",null,"A_MTHSTR",1]
["Wastewater","Chamber","Dry Well","Chamber Shape","Preformed shape of the Asset",null,"A_SHPCMB",1]
["Wastewater","Chamber","Dry Well","Lid Type","Asset category type",null,"A_TYPLID",1]
["Wastewater","Chamber","Dry Well","Lid Material","Material used to manufacture the Asset",null,"A_MTLLID",1]
["Wastewater","Chamber","Dry Well","Lid Shape","Physical shape of the Asset",null,"A_SHPLID",1]
["Wastewater","Chamber","Dry Well","Lid Fixing","Fixing mechanism used to secure the Asset",null,"A_FIXLID",1]
["Wastewater","Chamber","Dry Well","Lid Security","Security measures to prevent accessibility into the Asset",null,"A_SCRLID",1]
["Wastewater","Chamber","Dry Well","Lid Class","Weight Classification Category designated for the required trafficking on the Asset",null,"A_CLSLID",1]
["Wastewater","Chamber","Dry Well","Diameter (m)","Internal Diameter of the Asset (if not rectangular)","Metres",null,1]
["Wastewater","Chamber","Dry Well","Length (m)","Internal length of the Asset (if not circular)","Metres",null,1]
["Wastewater","Chamber","Dry Well","Width (m)","Internal Width Of The Asset (if not circular) ","Metres",null,1]
["Wastewater","Chamber","Dry Well","Depth (m)","Internal distance between the lid level of the Chamber and the base","Metres",null,1]
["Wastewater","Chamber","Dry Well","Lid RL (m)","Level of the centre of the top of the Asset (in terms of a R.L)","Metres",null,1]
["Wastewater","Chamber","Dry Well","Base RL (m)","Level on the internal base floor of the Asset (in terms of a R.L)","Metres",null,1]
["Wastewater","Chamber","Dry Well","Lid Diameter (mm)","External diameter of the Asset (if not rectangular)","Millimetres",null,1]
["Wastewater","Chamber","Dry Well","Lid Length (mm)","External length of the Asset (if not circular)","Millimetres",null,1]
["Wastewater","Chamber","Dry Well","Lid Width (mm)","External width of the Asset (if not circular)","Millimetres",null,1]
["Water Supply","Chamber","Dry Well","Manufacturer","Name of the manufacturer",null,null,1]
["Water Supply","Chamber","Dry Well","Model","Name of the manufacturer model",null,null,1]
["Wastewater","Chamber","Dry Well","Manufacturer","Name of the manufacturer",null,null,1]
["Wastewater","Chamber","Dry Well","Model","Name of the manufacturer model",null,null,1]
["Irrigation","Chamber","Dry Well","Manufacturer","Name of the manufacturer",null,null,1]
["Irrigation","Chamber","Dry Well","Model","Name of the manufacturer model",null,null,1]
["Stockwater","Chamber","Dry Well","Manufacturer","Name of the manufacturer",null,null,1]
["Stockwater","Chamber","Dry Well","Model","Name of the manufacturer model",null,null,1]
["Stormwater","Chamber","Dry Well","Manufacturer","Name of the manufacturer",null,null,1]
["Stormwater","Chamber","Dry Well","Model","Name of the manufacturer model",null,null,1]
["Irrigation","Filter","Effluent Disposal Field","Filter Media","Material used within the Filtration System",null,"A_MTLFLM",1]
["Irrigation","Filter","Effluent Disposal Field","Lining Material","Media used for Filteration prevention",null,"A_MTLFLL",1]
["Irrigation","Filter","Effluent Disposal Field","Length (mm)","Length of the Filtration System (If not circular)","Millimetres",null,1]
["Irrigation","Filter","Effluent Disposal Field","Width (mm)","Width of the Filtration System (If not circular)","Millimetres",null,1]
["Irrigation","Filter","Effluent Disposal Field","Depth (mm)","Average depth of the Filtration System","Millimetres",null,1]
["Irrigation","Filter","Effluent Disposal Field","Surface Area (m2)","Surface Area of the Filtration System","Square metres",null,1]
["Irrigation","Filter","Effluent Disposal Field","Infiltration (L/min)","Rate of Infiltration through the Media","Litres per minute",null,1]
["Stockwater","Filter","Effluent Disposal Field","Filter Media","Material used within the Filtration System",null,"A_MTLFLM",1]
["Stockwater","Filter","Effluent Disposal Field","Lining Material","Media used for Filteration prevention",null,"A_MTLFLL",1]
["Stockwater","Filter","Effluent Disposal Field","Length (mm)","Length of the Filtration System (If not circular)","Millimetres",null,1]
["Stockwater","Filter","Effluent Disposal Field","Width (mm)","Width of the Filtration System (If not circular)","Millimetres",null,1]
["Stockwater","Filter","Effluent Disposal Field","Depth (mm)","Average depth of the Filtration System","Millimetres",null,1]
["Stockwater","Filter","Effluent Disposal Field","Surface Area (m2)","Surface Area of the Filtration System","Square metres",null,1]
["Stockwater","Filter","Effluent Disposal Field","Infiltration (L/min)","Rate of Infiltration through the Media","Litres per minute",null,1]
["Stormwater","Filter","Effluent Disposal Field","Filter Media","Material used within the Filtration System",null,"A_MTLFLM",1]
["Stormwater","Filter","Effluent Disposal Field","Lining Material","Media used for Filteration prevention",null,"A_MTLFLL",1]
["Stormwater","Filter","Effluent Disposal Field","Length (mm)","Length of the Filtration System (If not circular)","Millimetres",null,1]
["Stormwater","Filter","Effluent Disposal Field","Width (mm)","Width of the Filtration System (If not circular)","Millimetres",null,1]
["Stormwater","Filter","Effluent Disposal Field","Depth (mm)","Average depth of the Filtration System","Millimetres",null,1]
["Stormwater","Filter","Effluent Disposal Field","Surface Area (m2)","Surface Area of the Filtration System","Square metres",null,1]
["Stormwater","Filter","Effluent Disposal Field","Infiltration (L/min)","Rate of Infiltration through the Media","Litres per minute",null,1]
["Water Supply","Filter","Effluent Disposal Field","Filter Media","Material used within the Filtration System",null,"A_MTLFLM",1]
["Water Supply","Filter","Effluent Disposal Field","Lining Material","Media used for Filteration prevention",null,"A_MTLFLL",1]
["Water Supply","Filter","Effluent Disposal Field","Length (mm)","Length of the Filtration System (If not circular)","Millimetres",null,1]
["Water Supply","Filter","Effluent Disposal Field","Width (mm)","Width of the Filtration System (If not circular)","Millimetres",null,1]
["Water Supply","Filter","Effluent Disposal Field","Depth (mm)","Average depth of the Filtration System","Millimetres",null,1]
["Water Supply","Filter","Effluent Disposal Field","Surface Area (m2)","Surface Area of the Filtration System","Square metres",null,1]
["Water Supply","Filter","Effluent Disposal Field","Infiltration (L/min)","Rate of Infiltration through the Media","Litres per minute",null,1]
["Wastewater","Filter","Effluent Disposal Field","Filter Media","Material used within the Filtration System",null,"A_MTLFLM",1]
["Wastewater","Filter","Effluent Disposal Field","Lining Material","Media used for Filteration prevention",null,"A_MTLFLL",1]
["Wastewater","Filter","Effluent Disposal Field","Length (mm)","Length of the Filtration System (If not circular)","Millimetres",null,1]
["Wastewater","Filter","Effluent Disposal Field","Width (mm)","Width of the Filtration System (If not circular)","Millimetres",null,1]
["Wastewater","Filter","Effluent Disposal Field","Depth (mm)","Average depth of the Filtration System","Millimetres",null,1]
["Wastewater","Filter","Effluent Disposal Field","Surface Area (m2)","Surface Area of the Filtration System","Square metres",null,1]
["Wastewater","Filter","Effluent Disposal Field","Infiltration (L/min)","Rate of Infiltration through the Media","Litres per minute",null,1]
["Irrigation","Mechanical Plant","Effluent Irrigator","Input Voltage (V)","The rated Supply Voltage","Volts","A_CLSVLT",1]
["Irrigation","Mechanical Plant","Effluent Irrigator","Control Type","Control method used to manage the Asset",null,"A_TYPCTL",1]
["Irrigation","Mechanical Plant","Effluent Irrigator","Weight (kg)","Total weight of Asset","Kilograms",null,1]
["Irrigation","Mechanical Plant","Effluent Irrigator","Motor Output (kW)","Power Rating of the Asset under maximun power","Kilowatts",null,1]
["Irrigation","Mechanical Plant","Effluent Irrigator","Speed (rpm)"," Operating Speed under normal operation","Revolutions per minute",null,1]
["Irrigation","Mechanical Plant","Effluent Irrigator","Irrigator Span (m)","Total length of Irrigator Spans","Metres",null,1]
["Irrigation","Mechanical Plant","Effluent Irrigator","Section Count","Total number of sections of Irrigation Pipe Spans","Count",null,1]
["Irrigation","Mechanical Plant","Effluent Irrigator","Sprayer Head Count","Total number Of Sprayers Heads installed","Count",null,1]
["Stockwater","Mechanical Plant","Effluent Irrigator","Input Voltage (V)","The rated Supply Voltage","Volts","A_CLSVLT",1]
["Stockwater","Mechanical Plant","Effluent Irrigator","Control Type","Control method used to manage the Asset",null,"A_TYPCTL",1]
["Stockwater","Mechanical Plant","Effluent Irrigator","Weight (kg)","Total weight of Asset","Kilograms",null,1]
["Stockwater","Mechanical Plant","Effluent Irrigator","Motor Output (kW)","Power Rating of the Asset under maximun power","Kilowatts",null,1]
["Stockwater","Mechanical Plant","Effluent Irrigator","Speed (rpm)"," Operating Speed under normal operation","Revolutions per minute",null,1]
["Stockwater","Mechanical Plant","Effluent Irrigator","Irrigator Span (m)","Total length of Irrigator Spans","Metres",null,1]
["Stockwater","Mechanical Plant","Effluent Irrigator","Section Count","Total number of sections of Irrigation Pipe Spans","Count",null,1]
["Stockwater","Mechanical Plant","Effluent Irrigator","Sprayer Head Count","Total number Of Sprayers Heads installed","Count",null,1]
["Stormwater","Mechanical Plant","Effluent Irrigator","Input Voltage (V)","The rated Supply Voltage","Volts","A_CLSVLT",1]
["Stormwater","Mechanical Plant","Effluent Irrigator","Control Type","Control method used to manage the Asset",null,"A_TYPCTL",1]
["Stormwater","Mechanical Plant","Effluent Irrigator","Weight (kg)","Total weight of Asset","Kilograms",null,1]
["Stormwater","Mechanical Plant","Effluent Irrigator","Motor Output (kW)","Power Rating of the Asset under maximun power","Kilowatts",null,1]
["Stormwater","Mechanical Plant","Effluent Irrigator","Speed (rpm)"," Operating Speed under normal operation","Revolutions per minute",null,1]
["Stormwater","Mechanical Plant","Effluent Irrigator","Irrigator Span (m)","Total length of Irrigator Spans","Metres",null,1]
["Stormwater","Mechanical Plant","Effluent Irrigator","Section Count","Total number of sections of Irrigation Pipe Spans","Count",null,1]
["Stormwater","Mechanical Plant","Effluent Irrigator","Sprayer Head Count","Total number Of Sprayers Heads installed","Count",null,1]
["Water Supply","Mechanical Plant","Effluent Irrigator","Input Voltage (V)","The rated Supply Voltage","Volts","A_CLSVLT",1]
["Water Supply","Mechanical Plant","Effluent Irrigator","Control Type","Control method used to manage the Asset",null,"A_TYPCTL",1]
["Water Supply","Mechanical Plant","Effluent Irrigator","Weight (kg)","Total weight of Asset","Kilograms",null,1]
["Water Supply","Mechanical Plant","Effluent Irrigator","Motor Output (kW)","Power Rating of the Asset under maximun power","Kilowatts",null,1]
["Water Supply","Mechanical Plant","Effluent Irrigator","Speed (rpm)"," Operating Speed under normal operation","Revolutions per minute",null,1]
["Water Supply","Mechanical Plant","Effluent Irrigator","Irrigator Span (m)","Total length of Irrigator Spans","Metres",null,1]
["Water Supply","Mechanical Plant","Effluent Irrigator","Section Count","Total number of sections of Irrigation Pipe Spans","Count",null,1]
["Water Supply","Mechanical Plant","Effluent Irrigator","Sprayer Head Count","Total number Of Sprayers Heads installed","Count",null,1]
["Wastewater","Mechanical Plant","Effluent Irrigator","Input Voltage (V)","The rated Supply Voltage","Volts","A_CLSVLT",1]
["Wastewater","Mechanical Plant","Effluent Irrigator","Control Type","Control method used to manage the Asset",null,"A_TYPCTL",1]
["Wastewater","Mechanical Plant","Effluent Irrigator","Weight (kg)","Total weight of Asset","Kilograms",null,1]
["Wastewater","Mechanical Plant","Effluent Irrigator","Motor Output (kW)","Power Rating of the Asset under maximun power","Kilowatts",null,1]
["Wastewater","Mechanical Plant","Effluent Irrigator","Speed (rpm)"," Operating Speed under normal operation","Revolutions per minute",null,1]
["Wastewater","Mechanical Plant","Effluent Irrigator","Irrigator Span (m)","Total length of Irrigator Spans","Metres",null,1]
["Wastewater","Mechanical Plant","Effluent Irrigator","Section Count","Total number of sections of Irrigation Pipe Spans","Count",null,1]
["Wastewater","Mechanical Plant","Effluent Irrigator","Sprayer Head Count","Total number Of Sprayers Heads installed","Count",null,1]
["Water Supply","Mechanical Plant","Effluent Irrigator","Manufacturer","Name of the manufacturer",null,null,1]
["Water Supply","Mechanical Plant","Effluent Irrigator","Model","Name of the manufacturer model",null,null,1]
["Water Supply","Mechanical Plant","Effluent Irrigator","Serial Number","Identification code supplied by the manufacturer",null,null,1]
["Water Supply","Mechanical Plant","Effluent Irrigator","Warranty Expiry Date","Expiry date of the warranty period",null,null,1]
["Irrigation","Mechanical Plant","Effluent Irrigator","Manufacturer","Name of the manufacturer",null,null,1]
["Irrigation","Mechanical Plant","Effluent Irrigator","Model","Name of the manufacturer model",null,null,1]
["Irrigation","Mechanical Plant","Effluent Irrigator","Serial Number","Identification code supplied by the manufacturer",null,null,1]
["Irrigation","Mechanical Plant","Effluent Irrigator","Warranty Expiry Date","Expiry date of the warranty period",null,null,1]
["Stockwater","Mechanical Plant","Effluent Irrigator","Manufacturer","Name of the manufacturer",null,null,1]
["Stockwater","Mechanical Plant","Effluent Irrigator","Model","Name of the manufacturer model",null,null,1]
["Stockwater","Mechanical Plant","Effluent Irrigator","Serial Number","Identification code supplied by the manufacturer",null,null,1]
["Stockwater","Mechanical Plant","Effluent Irrigator","Warranty Expiry Date","Expiry date of the warranty period",null,null,1]
["Wastewater","Mechanical Plant","Effluent Irrigator","Manufacturer","Name of the manufacturer",null,null,1]
["Wastewater","Mechanical Plant","Effluent Irrigator","Model","Name of the manufacturer model",null,null,1]
["Wastewater","Mechanical Plant","Effluent Irrigator","Serial Number","Identification code supplied by the manufacturer",null,null,1]
["Wastewater","Mechanical Plant","Effluent Irrigator","Warranty Expiry Date","Expiry date of the warranty period",null,null,1]
["Stormwater","Mechanical Plant","Effluent Irrigator","Manufacturer","Name of the manufacturer",null,null,1]
["Stormwater","Mechanical Plant","Effluent Irrigator","Model","Name of the manufacturer model",null,null,1]
["Stormwater","Mechanical Plant","Effluent Irrigator","Serial Number","Identification code supplied by the manufacturer",null,null,1]
["Stormwater","Mechanical Plant","Effluent Irrigator","Warranty Expiry Date","Expiry date of the warranty period",null,null,1]
["Irrigation","Mechanical Plant","Electrical Actuator","Input Voltage (V)","The rated Supply Voltage","Volts","A_CLSVLT",1]
["Irrigation","Mechanical Plant","Electrical Actuator","Control Type","Control method used to manage the Asset",null,"A_TYPCTL",1]
["Irrigation","Mechanical Plant","Electrical Actuator","Weight (kg)","Total weight of Asset","Kilograms",null,1]
["Irrigation","Mechanical Plant","Electrical Actuator","Motor Output (kW)","Power Rating of the Asset under maximun power","Kilowatts",null,1]
["Irrigation","Mechanical Plant","Electrical Actuator","Speed (rpm)"," Operating Speed under normal operation","Revolutions per minute",null,1]
["Stockwater","Mechanical Plant","Electrical Actuator","Input Voltage (V)","The rated Supply Voltage","Volts","A_CLSVLT",1]
["Stockwater","Mechanical Plant","Electrical Actuator","Control Type","Control method used to manage the Asset",null,"A_TYPCTL",1]
["Stockwater","Mechanical Plant","Electrical Actuator","Weight (kg)","Total weight of Asset","Kilograms",null,1]
["Stockwater","Mechanical Plant","Electrical Actuator","Motor Output (kW)","Power Rating of the Asset under maximun power","Kilowatts",null,1]
["Stockwater","Mechanical Plant","Electrical Actuator","Speed (rpm)"," Operating Speed under normal operation","Revolutions per minute",null,1]
["Stormwater","Mechanical Plant","Electrical Actuator","Input Voltage (V)","The rated Supply Voltage","Volts","A_CLSVLT",1]
["Stormwater","Mechanical Plant","Electrical Actuator","Control Type","Control method used to manage the Asset",null,"A_TYPCTL",1]
["Stormwater","Mechanical Plant","Electrical Actuator","Weight (kg)","Total weight of Asset","Kilograms",null,1]
["Stormwater","Mechanical Plant","Electrical Actuator","Motor Output (kW)","Power Rating of the Asset under maximun power","Kilowatts",null,1]
["Stormwater","Mechanical Plant","Electrical Actuator","Speed (rpm)"," Operating Speed under normal operation","Revolutions per minute",null,1]
["Water Supply","Mechanical Plant","Electrical Actuator","Input Voltage (V)","The rated Supply Voltage","Volts","A_CLSVLT",1]
["Water Supply","Mechanical Plant","Electrical Actuator","Control Type","Control method used to manage the Asset",null,"A_TYPCTL",1]
["Water Supply","Mechanical Plant","Electrical Actuator","Weight (kg)","Total weight of Asset","Kilograms",null,1]
["Water Supply","Mechanical Plant","Electrical Actuator","Motor Output (kW)","Power Rating of the Asset under maximun power","Kilowatts",null,1]
["Water Supply","Mechanical Plant","Electrical Actuator","Speed (rpm)"," Operating Speed under normal operation","Revolutions per minute",null,1]
["Wastewater","Mechanical Plant","Electrical Actuator","Input Voltage (V)","The rated Supply Voltage","Volts","A_CLSVLT",1]
["Wastewater","Mechanical Plant","Electrical Actuator","Control Type","Control method used to manage the Asset",null,"A_TYPCTL",1]
["Wastewater","Mechanical Plant","Electrical Actuator","Weight (kg)","Total weight of Asset","Kilograms",null,1]
["Wastewater","Mechanical Plant","Electrical Actuator","Motor Output (kW)","Power Rating of the Asset under maximun power","Kilowatts",null,1]
["Wastewater","Mechanical Plant","Electrical Actuator","Speed (rpm)"," Operating Speed under normal operation","Revolutions per minute",null,1]
["Water Supply","Mechanical Plant","Electrical Actuator","Manufacturer","Name of the manufacturer",null,null,1]
["Water Supply","Mechanical Plant","Electrical Actuator","Model","Name of the manufacturer model",null,null,1]
["Water Supply","Mechanical Plant","Electrical Actuator","Serial Number","Identification code supplied by the manufacturer",null,null,1]
["Water Supply","Mechanical Plant","Electrical Actuator","Warranty Expiry Date","Expiry date of the warranty period",null,null,1]
["Irrigation","Mechanical Plant","Electrical Actuator","Manufacturer","Name of the manufacturer",null,null,1]
["Irrigation","Mechanical Plant","Electrical Actuator","Model","Name of the manufacturer model",null,null,1]
["Irrigation","Mechanical Plant","Electrical Actuator","Serial Number","Identification code supplied by the manufacturer",null,null,1]
["Irrigation","Mechanical Plant","Electrical Actuator","Warranty Expiry Date","Expiry date of the warranty period",null,null,1]
["Stockwater","Mechanical Plant","Electrical Actuator","Manufacturer","Name of the manufacturer",null,null,1]
["Stockwater","Mechanical Plant","Electrical Actuator","Model","Name of the manufacturer model",null,null,1]
["Stockwater","Mechanical Plant","Electrical Actuator","Serial Number","Identification code supplied by the manufacturer",null,null,1]
["Stockwater","Mechanical Plant","Electrical Actuator","Warranty Expiry Date","Expiry date of the warranty period",null,null,1]
["Wastewater","Mechanical Plant","Electrical Actuator","Manufacturer","Name of the manufacturer",null,null,1]
["Wastewater","Mechanical Plant","Electrical Actuator","Model","Name of the manufacturer model",null,null,1]
["Wastewater","Mechanical Plant","Electrical Actuator","Serial Number","Identification code supplied by the manufacturer",null,null,1]
["Wastewater","Mechanical Plant","Electrical Actuator","Warranty Expiry Date","Expiry date of the warranty period",null,null,1]
["Stormwater","Mechanical Plant","Electrical Actuator","Manufacturer","Name of the manufacturer",null,null,1]
["Stormwater","Mechanical Plant","Electrical Actuator","Model","Name of the manufacturer model",null,null,1]
["Stormwater","Mechanical Plant","Electrical Actuator","Serial Number","Identification code supplied by the manufacturer",null,null,1]
["Stormwater","Mechanical Plant","Electrical Actuator","Warranty Expiry Date","Expiry date of the warranty period",null,null,1]
["Irrigation","Chamber","Equipment Chamber","Material","Material used to manufacture the Asset",null,"A_MTLTNK",1]
["Irrigation","Chamber","Equipment Chamber","Construction Method","Construction method used to form the Asset",null,"A_MTHSTR",1]
["Irrigation","Chamber","Equipment Chamber","Chamber Shape","Preformed shape of the Asset",null,"A_SHPCMB",1]
["Irrigation","Chamber","Equipment Chamber","Lid Type","Asset category type",null,"A_TYPLID",1]
["Irrigation","Chamber","Equipment Chamber","Lid Material","Material used to manufacture the Asset",null,"A_MTLLID",1]
["Irrigation","Chamber","Equipment Chamber","Lid Shape","Physical shape of the Asset",null,"A_SHPLID",1]
["Irrigation","Chamber","Equipment Chamber","Lid Fixing","Fixing mechanism used to secure the Asset",null,"A_FIXLID",1]
["Irrigation","Chamber","Equipment Chamber","Lid Security","Security measures to prevent accessibility into the Asset",null,"A_SCRLID",1]
["Irrigation","Chamber","Equipment Chamber","Lid Class","Weight Classification Category designated for the required trafficking on the Asset",null,"A_CLSLID",1]
["Irrigation","Chamber","Equipment Chamber","Diameter (m)","Internal Diameter of the Asset (if not rectangular)","Metres",null,1]
["Irrigation","Chamber","Equipment Chamber","Length (m)","Internal length of the Asset (if not circular)","Metres",null,1]
["Irrigation","Chamber","Equipment Chamber","Width (m)","Internal Width Of The Asset (if not circular) ","Metres",null,1]
["Irrigation","Chamber","Equipment Chamber","Depth (m)","Internal distance between the lid level of the Chamber and the base","Metres",null,1]
["Irrigation","Chamber","Equipment Chamber","Lid RL (m)","Level of the centre of the top of the Asset (in terms of a R.L)","Metres",null,1]
["Irrigation","Chamber","Equipment Chamber","Base RL (m)","Level on the internal base floor of the Asset (in terms of a R.L)","Metres",null,1]
["Irrigation","Chamber","Equipment Chamber","Lid Diameter (mm)","External diameter of the Asset (if not rectangular)","Millimetres",null,1]
["Irrigation","Chamber","Equipment Chamber","Lid Length (mm)","External length of the Asset (if not circular)","Millimetres",null,1]
["Irrigation","Chamber","Equipment Chamber","Lid Width (mm)","External width of the Asset (if not circular)","Millimetres",null,1]
["Stockwater","Chamber","Equipment Chamber","Material","Material used to manufacture the Asset",null,"A_MTLTNK",1]
["Stockwater","Chamber","Equipment Chamber","Construction Method","Construction method used to form the Asset",null,"A_MTHSTR",1]
["Stockwater","Chamber","Equipment Chamber","Chamber Shape","Preformed shape of the Asset",null,"A_SHPCMB",1]
["Stockwater","Chamber","Equipment Chamber","Lid Type","Asset category type",null,"A_TYPLID",1]
["Stockwater","Chamber","Equipment Chamber","Lid Material","Material used to manufacture the Asset",null,"A_MTLLID",1]
["Stockwater","Chamber","Equipment Chamber","Lid Shape","Physical shape of the Asset",null,"A_SHPLID",1]
["Stockwater","Chamber","Equipment Chamber","Lid Fixing","Fixing mechanism used to secure the Asset",null,"A_FIXLID",1]
["Stockwater","Chamber","Equipment Chamber","Lid Security","Security measures to prevent accessibility into the Asset",null,"A_SCRLID",1]
["Stockwater","Chamber","Equipment Chamber","Lid Class","Weight Classification Category designated for the required trafficking on the Asset",null,"A_CLSLID",1]
["Stockwater","Chamber","Equipment Chamber","Diameter (m)","Internal Diameter of the Asset (if not rectangular)","Metres",null,1]
["Stockwater","Chamber","Equipment Chamber","Length (m)","Internal length of the Asset (if not circular)","Metres",null,1]
["Stockwater","Chamber","Equipment Chamber","Width (m)","Internal Width Of The Asset (if not circular) ","Metres",null,1]
["Stockwater","Chamber","Equipment Chamber","Depth (m)","Internal distance between the lid level of the Chamber and the base","Metres",null,1]
["Stockwater","Chamber","Equipment Chamber","Lid RL (m)","Level of the centre of the top of the Asset (in terms of a R.L)","Metres",null,1]
["Stockwater","Chamber","Equipment Chamber","Base RL (m)","Level on the internal base floor of the Asset (in terms of a R.L)","Metres",null,1]
["Stockwater","Chamber","Equipment Chamber","Lid Diameter (mm)","External diameter of the Asset (if not rectangular)","Millimetres",null,1]
["Stockwater","Chamber","Equipment Chamber","Lid Length (mm)","External length of the Asset (if not circular)","Millimetres",null,1]
["Stockwater","Chamber","Equipment Chamber","Lid Width (mm)","External width of the Asset (if not circular)","Millimetres",null,1]
["Stormwater","Chamber","Equipment Chamber","Material","Material used to manufacture the Asset",null,"A_MTLTNK",1]
["Stormwater","Chamber","Equipment Chamber","Construction Method","Construction method used to form the Asset",null,"A_MTHSTR",1]
["Stormwater","Chamber","Equipment Chamber","Chamber Shape","Preformed shape of the Asset",null,"A_SHPCMB",1]
["Stormwater","Chamber","Equipment Chamber","Lid Type","Asset category type",null,"A_TYPLID",1]
["Stormwater","Chamber","Equipment Chamber","Lid Material","Material used to manufacture the Asset",null,"A_MTLLID",1]
["Stormwater","Chamber","Equipment Chamber","Lid Shape","Physical shape of the Asset",null,"A_SHPLID",1]
["Stormwater","Chamber","Equipment Chamber","Lid Fixing","Fixing mechanism used to secure the Asset",null,"A_FIXLID",1]
["Stormwater","Chamber","Equipment Chamber","Lid Security","Security measures to prevent accessibility into the Asset",null,"A_SCRLID",1]
["Stormwater","Chamber","Equipment Chamber","Lid Class","Weight Classification Category designated for the required trafficking on the Asset",null,"A_CLSLID",1]
["Stormwater","Chamber","Equipment Chamber","Diameter (m)","Internal Diameter of the Asset (if not rectangular)","Metres",null,1]
["Stormwater","Chamber","Equipment Chamber","Length (m)","Internal length of the Asset (if not circular)","Metres",null,1]
["Stormwater","Chamber","Equipment Chamber","Width (m)","Internal Width Of The Asset (if not circular) ","Metres",null,1]
["Stormwater","Chamber","Equipment Chamber","Depth (m)","Internal distance between the lid level of the Chamber and the base","Metres",null,1]
["Stormwater","Chamber","Equipment Chamber","Lid RL (m)","Level of the centre of the top of the Asset (in terms of a R.L)","Metres",null,1]
["Stormwater","Chamber","Equipment Chamber","Base RL (m)","Level on the internal base floor of the Asset (in terms of a R.L)","Metres",null,1]
["Stormwater","Chamber","Equipment Chamber","Lid Diameter (mm)","External diameter of the Asset (if not rectangular)","Millimetres",null,1]
["Stormwater","Chamber","Equipment Chamber","Lid Length (mm)","External length of the Asset (if not circular)","Millimetres",null,1]
["Stormwater","Chamber","Equipment Chamber","Lid Width (mm)","External width of the Asset (if not circular)","Millimetres",null,1]
["Water Supply","Chamber","Equipment Chamber","Material","Material used to manufacture the Asset",null,"A_MTLTNK",1]
["Water Supply","Chamber","Equipment Chamber","Construction Method","Construction method used to form the Asset",null,"A_MTHSTR",1]
["Water Supply","Chamber","Equipment Chamber","Chamber Shape","Preformed shape of the Asset",null,"A_SHPCMB",1]
["Water Supply","Chamber","Equipment Chamber","Lid Type","Asset category type",null,"A_TYPLID",1]
["Water Supply","Chamber","Equipment Chamber","Lid Material","Material used to manufacture the Asset",null,"A_MTLLID",1]
["Water Supply","Chamber","Equipment Chamber","Lid Shape","Physical shape of the Asset",null,"A_SHPLID",1]
["Water Supply","Chamber","Equipment Chamber","Lid Fixing","Fixing mechanism used to secure the Asset",null,"A_FIXLID",1]
["Water Supply","Chamber","Equipment Chamber","Lid Security","Security measures to prevent accessibility into the Asset",null,"A_SCRLID",1]
["Water Supply","Chamber","Equipment Chamber","Lid Class","Weight Classification Category designated for the required trafficking on the Asset",null,"A_CLSLID",1]
["Water Supply","Chamber","Equipment Chamber","Diameter (m)","Internal Diameter of the Asset (if not rectangular)","Metres",null,1]
["Water Supply","Chamber","Equipment Chamber","Length (m)","Internal length of the Asset (if not circular)","Metres",null,1]
["Water Supply","Chamber","Equipment Chamber","Width (m)","Internal Width Of The Asset (if not circular) ","Metres",null,1]
["Water Supply","Chamber","Equipment Chamber","Depth (m)","Internal distance between the lid level of the Chamber and the base","Metres",null,1]
["Water Supply","Chamber","Equipment Chamber","Lid RL (m)","Level of the centre of the top of the Asset (in terms of a R.L)","Metres",null,1]
["Water Supply","Chamber","Equipment Chamber","Base RL (m)","Level on the internal base floor of the Asset (in terms of a R.L)","Metres",null,1]
["Water Supply","Chamber","Equipment Chamber","Lid Diameter (mm)","External diameter of the Asset (if not rectangular)","Millimetres",null,1]
["Water Supply","Chamber","Equipment Chamber","Lid Length (mm)","External length of the Asset (if not circular)","Millimetres",null,1]
["Water Supply","Chamber","Equipment Chamber","Lid Width (mm)","External width of the Asset (if not circular)","Millimetres",null,1]
["Wastewater","Chamber","Equipment Chamber","Material","Material used to manufacture the Asset",null,"A_MTLTNK",1]
["Wastewater","Chamber","Equipment Chamber","Construction Method","Construction method used to form the Asset",null,"A_MTHSTR",1]
["Wastewater","Chamber","Equipment Chamber","Chamber Shape","Preformed shape of the Asset",null,"A_SHPCMB",1]
["Wastewater","Chamber","Equipment Chamber","Lid Type","Asset category type",null,"A_TYPLID",1]
["Wastewater","Chamber","Equipment Chamber","Lid Material","Material used to manufacture the Asset",null,"A_MTLLID",1]
["Wastewater","Chamber","Equipment Chamber","Lid Shape","Physical shape of the Asset",null,"A_SHPLID",1]
["Wastewater","Chamber","Equipment Chamber","Lid Fixing","Fixing mechanism used to secure the Asset",null,"A_FIXLID",1]
["Wastewater","Chamber","Equipment Chamber","Lid Security","Security measures to prevent accessibility into the Asset",null,"A_SCRLID",1]
["Wastewater","Chamber","Equipment Chamber","Lid Class","Weight Classification Category designated for the required trafficking on the Asset",null,"A_CLSLID",1]
["Wastewater","Chamber","Equipment Chamber","Diameter (m)","Internal Diameter of the Asset (if not rectangular)","Metres",null,1]
["Wastewater","Chamber","Equipment Chamber","Length (m)","Internal length of the Asset (if not circular)","Metres",null,1]
["Wastewater","Chamber","Equipment Chamber","Width (m)","Internal Width Of The Asset (if not circular) ","Metres",null,1]
["Wastewater","Chamber","Equipment Chamber","Depth (m)","Internal distance between the lid level of the Chamber and the base","Metres",null,1]
["Wastewater","Chamber","Equipment Chamber","Lid RL (m)","Level of the centre of the top of the Asset (in terms of a R.L)","Metres",null,1]
["Wastewater","Chamber","Equipment Chamber","Base RL (m)","Level on the internal base floor of the Asset (in terms of a R.L)","Metres",null,1]
["Wastewater","Chamber","Equipment Chamber","Lid Diameter (mm)","External diameter of the Asset (if not rectangular)","Millimetres",null,1]
["Wastewater","Chamber","Equipment Chamber","Lid Length (mm)","External length of the Asset (if not circular)","Millimetres",null,1]
["Wastewater","Chamber","Equipment Chamber","Lid Width (mm)","External width of the Asset (if not circular)","Millimetres",null,1]
["Water Supply","Chamber","Equipment Chamber","Manufacturer","Name of the manufacturer",null,null,1]
["Water Supply","Chamber","Equipment Chamber","Model","Name of the manufacturer model",null,null,1]
["Wastewater","Chamber","Equipment Chamber","Manufacturer","Name of the manufacturer",null,null,1]
["Wastewater","Chamber","Equipment Chamber","Model","Name of the manufacturer model",null,null,1]
["Irrigation","Chamber","Equipment Chamber","Manufacturer","Name of the manufacturer",null,null,1]
["Irrigation","Chamber","Equipment Chamber","Model","Name of the manufacturer model",null,null,1]
["Stockwater","Chamber","Equipment Chamber","Manufacturer","Name of the manufacturer",null,null,1]
["Stockwater","Chamber","Equipment Chamber","Model","Name of the manufacturer model",null,null,1]
["Stormwater","Chamber","Equipment Chamber","Manufacturer","Name of the manufacturer",null,null,1]
["Stormwater","Chamber","Equipment Chamber","Model","Name of the manufacturer model",null,null,1]
["Irrigation","Site","Facility","TEMP Reserves Act 77","Reserves Act 1977, usually LOC here",null,"A_USERES",1]
["Irrigation","Site","Facility","Area (m2)","Area of land set aside for this purpose","Square metres",null,1]
["Irrigation","Site","Facility","TEMP Legal Desc","Property Legal Description",null,null,1]
["Irrigation","Site","Facility","TEMP Valuation No","Property Valuation No",null,null,1]
["Stockwater","Site","Facility","TEMP Reserves Act 77","Reserves Act 1977, usually LOC here",null,"A_USERES",1]
["Stockwater","Site","Facility","Area (m2)","Area of land set aside for this purpose","Square metres",null,1]
["Stockwater","Site","Facility","TEMP Legal Desc","Property Legal Description",null,null,1]
["Stockwater","Site","Facility","TEMP Valuation No","Property Valuation No",null,null,1]
["Stormwater","Site","Facility","TEMP Reserves Act 77","Reserves Act 1977, usually LOC here",null,"A_USERES",1]
["Stormwater","Site","Facility","Area (m2)","Area of land set aside for this purpose","Square metres",null,1]
["Stormwater","Site","Facility","TEMP Legal Desc","Property Legal Description",null,null,1]
["Stormwater","Site","Facility","TEMP Valuation No","Property Valuation No",null,null,1]
["Water Supply","Site","Facility","TEMP Reserves Act 77","Reserves Act 1977, usually LOC here",null,"A_USERES",1]
["Water Supply","Site","Facility","Area (m2)","Area of land set aside for this purpose","Square metres",null,1]
["Water Supply","Site","Facility","TEMP Legal Desc","Property Legal Description",null,null,1]
["Water Supply","Site","Facility","TEMP Valuation No","Property Valuation No",null,null,1]
["Wastewater","Site","Facility","TEMP Reserves Act 77","Reserves Act 1977, usually LOC here",null,"A_USERES",1]
["Wastewater","Site","Facility","Area (m2)","Area of land set aside for this purpose","Square metres",null,1]
["Wastewater","Site","Facility","TEMP Legal Desc","Property Legal Description",null,null,1]
["Wastewater","Site","Facility","TEMP Valuation No","Property Valuation No",null,null,1]
["Irrigation","Pipe","Facility Pipe","Material","Material used to manufacture the Asset",null,"A_MTLPIP",1]
["Irrigation","Pipe","Facility Pipe","Installation Method","Construction method used to form the Asset",null,"A_MTHPIP",1]
["Irrigation","Pipe","Facility Pipe","Locality","Physical location of the Asset ",null,"A_POSVRS",1]
["Irrigation","Pipe","Facility Pipe","Pipe Purpose","Function the Asset is being used for",null,"A_USEPIP",1]
["Irrigation","Pipe","Facility Pipe","Pipe Type","Denotes if the pipe gravity fed or pressurised",null,"A_TYPPIP",1]
["Irrigation","Pipe","Facility Pipe","External Coating","Material used to coat external pipework post manufacture",null,"A_MTLCOT",1]
["Irrigation","Pipe","Facility Pipe","Joint Type","Connection method used to join Assets",null,"A_TYPJNT",1]
["Irrigation","Pipe","Facility Pipe","Pipe Class","Pressure or Stiffness Rating of the Asset",null,"A_CLSPIP",1]
["Irrigation","Pipe","Facility Pipe","Diameter (mm)","Nominal diameter of the Asset (Internal diameter unless external diameter is nominated as industry standard)","Millimetres",null,1]
["Irrigation","Pipe","Facility Pipe","Length (m)","Total lineal length of the Asset","Metres",null,1]
["Irrigation","Pipe","Facility Pipe","TEMP Reline Material",null,null,null,0]
["Stockwater","Pipe","Facility Pipe","Material","Material used to manufacture the Asset",null,"A_MTLPIP",1]
["Stockwater","Pipe","Facility Pipe","Installation Method","Construction method used to form the Asset",null,"A_MTHPIP",1]
["Stockwater","Pipe","Facility Pipe","Locality","Physical location of the Asset ",null,"A_POSVRS",1]
["Stockwater","Pipe","Facility Pipe","Pipe Purpose","Function the Asset is being used for",null,"A_USEPIP",1]
["Stockwater","Pipe","Facility Pipe","Pipe Type","Denotes if the pipe gravity fed or pressurised",null,"A_TYPPIP",1]
["Stockwater","Pipe","Facility Pipe","External Coating","Material used to coat external pipework post manufacture",null,"A_MTLCOT",1]
["Stockwater","Pipe","Facility Pipe","Joint Type","Connection method used to join Assets",null,"A_TYPJNT",1]
["Stockwater","Pipe","Facility Pipe","Pipe Class","Pressure or Stiffness Rating of the Asset",null,"A_CLSPIP",1]
["Stockwater","Pipe","Facility Pipe","Diameter (mm)","Nominal diameter of the Asset (Internal diameter unless external diameter is nominated as industry standard)","Millimetres",null,1]
["Stockwater","Pipe","Facility Pipe","Length (m)","Total lineal length of the Asset","Metres",null,1]
["Stockwater","Pipe","Facility Pipe","TEMP Reline Material",null,null,null,0]
["Stormwater","Pipe","Facility Pipe","Material","Material used to manufacture the Asset",null,"A_MTLPIP",1]
["Stormwater","Pipe","Facility Pipe","Installation Method","Construction method used to form the Asset",null,"A_MTHPIP",1]
["Stormwater","Pipe","Facility Pipe","Locality","Physical location of the Asset ",null,"A_POSVRS",1]
["Stormwater","Pipe","Facility Pipe","Pipe Purpose","Function the Asset is being used for",null,"A_USEPIP",1]
["Stormwater","Pipe","Facility Pipe","Pipe Type","Denotes if the pipe gravity fed or pressurised",null,"A_TYPPIP",1]
["Stormwater","Pipe","Facility Pipe","External Coating","Material used to coat external pipework post manufacture",null,"A_MTLCOT",1]
["Stormwater","Pipe","Facility Pipe","Joint Type","Connection method used to join Assets",null,"A_TYPJNT",1]
["Stormwater","Pipe","Facility Pipe","Pipe Class","Pressure or Stiffness Rating of the Asset",null,"A_CLSPIP",1]
["Stormwater","Pipe","Facility Pipe","Diameter (mm)","Nominal diameter of the Asset (Internal diameter unless external diameter is nominated as industry standard)","Millimetres",null,1]
["Stormwater","Pipe","Facility Pipe","Length (m)","Total lineal length of the Asset","Metres",null,1]
["Stormwater","Pipe","Facility Pipe","TEMP Reline Material",null,null,null,0]
["Water Supply","Pipe","Facility Pipe","Material","Material used to manufacture the Asset",null,"A_MTLPIP",1]
["Water Supply","Pipe","Facility Pipe","Installation Method","Construction method used to form the Asset",null,"A_MTHPIP",1]
["Water Supply","Pipe","Facility Pipe","Locality","Physical location of the Asset ",null,"A_POSVRS",1]
["Water Supply","Pipe","Facility Pipe","Pipe Purpose","Function the Asset is being used for",null,"A_USEPIP",1]
["Water Supply","Pipe","Facility Pipe","Pipe Type","Denotes if the pipe gravity fed or pressurised",null,"A_TYPPIP",1]
["Water Supply","Pipe","Facility Pipe","External Coating","Material used to coat external pipework post manufacture",null,"A_MTLCOT",1]
["Water Supply","Pipe","Facility Pipe","Joint Type","Connection method used to join Assets",null,"A_TYPJNT",1]
["Water Supply","Pipe","Facility Pipe","Pipe Class","Pressure or Stiffness Rating of the Asset",null,"A_CLSPIP",1]
["Water Supply","Pipe","Facility Pipe","Diameter (mm)","Nominal diameter of the Asset (Internal diameter unless external diameter is nominated as industry standard)","Millimetres",null,1]
["Water Supply","Pipe","Facility Pipe","Length (m)","Total lineal length of the Asset","Metres",null,1]
["Water Supply","Pipe","Facility Pipe","TEMP Reline Material",null,null,null,0]
["Wastewater","Pipe","Facility Pipe","Material","Material used to manufacture the Asset",null,"A_MTLPIP",1]
["Wastewater","Pipe","Facility Pipe","Installation Method","Construction method used to form the Asset",null,"A_MTHPIP",1]
["Wastewater","Pipe","Facility Pipe","Locality","Physical location of the Asset ",null,"A_POSVRS",1]
["Wastewater","Pipe","Facility Pipe","Pipe Purpose","Function the Asset is being used for",null,"A_USEPIP",1]
["Wastewater","Pipe","Facility Pipe","Pipe Type","Denotes if the pipe gravity fed or pressurised",null,"A_TYPPIP",1]
["Wastewater","Pipe","Facility Pipe","External Coating","Material used to coat external pipework post manufacture",null,"A_MTLCOT",1]
["Wastewater","Pipe","Facility Pipe","Joint Type","Connection method used to join Assets",null,"A_TYPJNT",1]
["Wastewater","Pipe","Facility Pipe","Pipe Class","Pressure or Stiffness Rating of the Asset",null,"A_CLSPIP",1]
["Wastewater","Pipe","Facility Pipe","Diameter (mm)","Nominal diameter of the Asset (Internal diameter unless external diameter is nominated as industry standard)","Millimetres",null,1]
["Wastewater","Pipe","Facility Pipe","Length (m)","Total lineal length of the Asset","Metres",null,1]
["Wastewater","Pipe","Facility Pipe","TEMP Reline Material",null,null,null,0]
["Water Supply","Pipe","Facility Pipe","Manufacturer","Name of the manufacturer",null,null,1]
["Water Supply","Pipe","Facility Pipe","Serial Number","Pipe Batch Code",null,null,1]
["Stormwater","Pipe","Facility Pipe","Manufacturer","Name of the manufacturer",null,null,1]
["Stormwater","Pipe","Facility Pipe","Serial Number","Pipe Batch Code",null,null,1]
["Wastewater","Pipe","Facility Pipe","Manufacturer","Name of the manufacturer",null,null,1]
["Wastewater","Pipe","Facility Pipe","Serial Number","Pipe Batch Code",null,null,1]
["Stockwater","Pipe","Facility Pipe","Manufacturer","Name of the manufacturer",null,null,1]
["Stockwater","Pipe","Facility Pipe","Serial Number","Pipe Batch Code",null,null,1]
["Irrigation","Pipe","Facility Pipe","Manufacturer","Name of the manufacturer",null,null,1]
["Irrigation","Pipe","Facility Pipe","Serial Number","Pipe Batch Code",null,null,1]
["Irrigation","Service Connection","Fire Connection","Valve Type","Type of Asset that was installed",null,"A_TYPVLV",1]
["Irrigation","Service Connection","Fire Connection","Box Type","Type of containment structure used to house the Assets",null,"A_MTLBOX",1]
["Irrigation","Service Connection","Fire Connection","Meter Type","Type of Meter installed",null,"A_TYPMTR",1]
["Irrigation","Service Connection","Fire Connection","Backflow Type","Type of Backflow Prevention used",null,"A_TYPBFW",1]
["Irrigation","Service Connection","Fire Connection","Backflow Hazard Cat","Catergory of Backflow Prevention assigned to the connection",null,"A_CLSBFW",1]
["Irrigation","Service Connection","Fire Connection","Diameter (mm)","Nominal diameter of the Asset (Internal diameter unless external diameter is nominated as industry standard)","Millimetres",null,1]
["Irrigation","Service Connection","Fire Connection","Isolation Valve Qty","Total quantity  of Valves used for isolation purposes","Count",null,1]
["Irrigation","Service Connection","Fire Connection","Meter Serial Number","Identification code supplied by the manufacturer",null,null,1]
["Stockwater","Service Connection","Fire Connection","Valve Type","Type of Asset that was installed",null,"A_TYPVLV",1]
["Stockwater","Service Connection","Fire Connection","Box Type","Type of containment structure used to house the Assets",null,"A_MTLBOX",1]
["Stockwater","Service Connection","Fire Connection","Meter Type","Type of Meter installed",null,"A_TYPMTR",1]
["Stockwater","Service Connection","Fire Connection","Backflow Type","Type of Backflow Prevention used",null,"A_TYPBFW",1]
["Stockwater","Service Connection","Fire Connection","Backflow Hazard Cat","Catergory of Backflow Prevention assigned to the connection",null,"A_CLSBFW",1]
["Stockwater","Service Connection","Fire Connection","Diameter (mm)","Nominal diameter of the Asset (Internal diameter unless external diameter is nominated as industry standard)","Millimetres",null,1]
["Stockwater","Service Connection","Fire Connection","Isolation Valve Qty","Total quantity  of Valves used for isolation purposes","Count",null,1]
["Stockwater","Service Connection","Fire Connection","Meter Serial Number","Identification code supplied by the manufacturer",null,null,1]
["Stormwater","Service Connection","Fire Connection","Valve Type","Type of Asset that was installed",null,"A_TYPVLV",1]
["Stormwater","Service Connection","Fire Connection","Box Type","Type of containment structure used to house the Assets",null,"A_MTLBOX",1]
["Stormwater","Service Connection","Fire Connection","Meter Type","Type of Meter installed",null,"A_TYPMTR",1]
["Stormwater","Service Connection","Fire Connection","Backflow Type","Type of Backflow Prevention used",null,"A_TYPBFW",1]
["Stormwater","Service Connection","Fire Connection","Backflow Hazard Cat","Catergory of Backflow Prevention assigned to the connection",null,"A_CLSBFW",1]
["Stormwater","Service Connection","Fire Connection","Diameter (mm)","Nominal diameter of the Asset (Internal diameter unless external diameter is nominated as industry standard)","Millimetres",null,1]
["Stormwater","Service Connection","Fire Connection","Isolation Valve Qty","Total quantity  of Valves used for isolation purposes","Count",null,1]
["Stormwater","Service Connection","Fire Connection","Meter Serial Number","Identification code supplied by the manufacturer",null,null,1]
["Water Supply","Service Connection","Fire Connection","Valve Type","Type of Asset that was installed",null,"A_TYPVLV",1]
["Water Supply","Service Connection","Fire Connection","Box Type","Type of containment structure used to house the Assets",null,"A_MTLBOX",1]
["Water Supply","Service Connection","Fire Connection","Meter Type","Type of Meter installed",null,"A_TYPMTR",1]
["Water Supply","Service Connection","Fire Connection","Backflow Type","Type of Backflow Prevention used",null,"A_TYPBFW",1]
["Water Supply","Service Connection","Fire Connection","Backflow Hazard Cat","Catergory of Backflow Prevention assigned to the connection",null,"A_CLSBFW",1]
["Water Supply","Service Connection","Fire Connection","Diameter (mm)","Nominal diameter of the Asset (Internal diameter unless external diameter is nominated as industry standard)","Millimetres",null,1]
["Water Supply","Service Connection","Fire Connection","Isolation Valve Qty","Total quantity  of Valves used for isolation purposes","Count",null,1]
["Water Supply","Service Connection","Fire Connection","Meter Serial Number","Identification code supplied by the manufacturer",null,null,1]
["Wastewater","Service Connection","Fire Connection","Valve Type","Type of Asset that was installed",null,"A_TYPVLV",1]
["Wastewater","Service Connection","Fire Connection","Box Type","Type of containment structure used to house the Assets",null,"A_MTLBOX",1]
["Wastewater","Service Connection","Fire Connection","Meter Type","Type of Meter installed",null,"A_TYPMTR",1]
["Wastewater","Service Connection","Fire Connection","Backflow Type","Type of Backflow Prevention used",null,"A_TYPBFW",1]
["Wastewater","Service Connection","Fire Connection","Backflow Hazard Cat","Catergory of Backflow Prevention assigned to the connection",null,"A_CLSBFW",1]
["Wastewater","Service Connection","Fire Connection","Diameter (mm)","Nominal diameter of the Asset (Internal diameter unless external diameter is nominated as industry standard)","Millimetres",null,1]
["Wastewater","Service Connection","Fire Connection","Isolation Valve Qty","Total quantity  of Valves used for isolation purposes","Count",null,1]
["Wastewater","Service Connection","Fire Connection","Meter Serial Number","Identification code supplied by the manufacturer",null,null,1]
["Irrigation","Site Services","Fire Hose","Material","Material used to manufacture the Asset",null,"A_MTLCHT",1]
["Irrigation","Site Services","Fire Hose","Length (m)","Total Length of the Asset","Metres",null,1]
["Stockwater","Site Services","Fire Hose","Material","Material used to manufacture the Asset",null,"A_MTLCHT",1]
["Stockwater","Site Services","Fire Hose","Length (m)","Total Length of the Asset","Metres",null,1]
["Stormwater","Site Services","Fire Hose","Material","Material used to manufacture the Asset",null,"A_MTLCHT",1]
["Stormwater","Site Services","Fire Hose","Length (m)","Total Length of the Asset","Metres",null,1]
["Water Supply","Site Services","Fire Hose","Material","Material used to manufacture the Asset",null,"A_MTLCHT",1]
["Water Supply","Site Services","Fire Hose","Length (m)","Total Length of the Asset","Metres",null,1]
["Wastewater","Site Services","Fire Hose","Material","Material used to manufacture the Asset",null,"A_MTLCHT",1]
["Wastewater","Site Services","Fire Hose","Length (m)","Total Length of the Asset","Metres",null,1]
["Irrigation","Structure","Fish Pass","Material","Material used to manufacture the Asset",null,"A_MTLSTR",1]
["Irrigation","Structure","Fish Pass","Construction Method","Construction method used to form Asset",null,"A_MTHSTR",1]
["Irrigation","Structure","Fish Pass","Length (m)","Total length of the Assset","Metres",null,1]
["Irrigation","Structure","Fish Pass","Width (m)","Total Width of the Asset","Metres",null,1]
["Irrigation","Structure","Fish Pass","Top RL (m)","Level at the top of the Asset (in terms of a R.L). Refer technical chapter for details","Metres",null,1]
["Irrigation","Structure","Fish Pass","Base RL (m)","Level at the bottom of the Asset (in terms of a R.L). Refer technical chapter for details","Metres",null,1]
["Stockwater","Structure","Fish Pass","Material","Material used to manufacture the Asset",null,"A_MTLSTR",1]
["Stockwater","Structure","Fish Pass","Construction Method","Construction method used to form Asset",null,"A_MTHSTR",1]
["Stockwater","Structure","Fish Pass","Length (m)","Total length of the Assset","Metres",null,1]
["Stockwater","Structure","Fish Pass","Width (m)","Total Width of the Asset","Metres",null,1]
["Stockwater","Structure","Fish Pass","Top RL (m)","Level at the top of the Asset (in terms of a R.L). Refer technical chapter for details","Metres",null,1]
["Stockwater","Structure","Fish Pass","Base RL (m)","Level at the bottom of the Asset (in terms of a R.L). Refer technical chapter for details","Metres",null,1]
["Stormwater","Structure","Fish Pass","Material","Material used to manufacture the Asset",null,"A_MTLSTR",1]
["Stormwater","Structure","Fish Pass","Construction Method","Construction method used to form Asset",null,"A_MTHSTR",1]
["Stormwater","Structure","Fish Pass","Length (m)","Total length of the Assset","Metres",null,1]
["Stormwater","Structure","Fish Pass","Width (m)","Total Width of the Asset","Metres",null,1]
["Stormwater","Structure","Fish Pass","Top RL (m)","Level at the top of the Asset (in terms of a R.L). Refer technical chapter for details","Metres",null,1]
["Stormwater","Structure","Fish Pass","Base RL (m)","Level at the bottom of the Asset (in terms of a R.L). Refer technical chapter for details","Metres",null,1]
["Water Supply","Structure","Fish Pass","Material","Material used to manufacture the Asset",null,"A_MTLSTR",1]
["Water Supply","Structure","Fish Pass","Construction Method","Construction method used to form Asset",null,"A_MTHSTR",1]
["Water Supply","Structure","Fish Pass","Length (m)","Total length of the Assset","Metres",null,1]
["Water Supply","Structure","Fish Pass","Width (m)","Total Width of the Asset","Metres",null,1]
["Water Supply","Structure","Fish Pass","Top RL (m)","Level at the top of the Asset (in terms of a R.L). Refer technical chapter for details","Metres",null,1]
["Water Supply","Structure","Fish Pass","Base RL (m)","Level at the bottom of the Asset (in terms of a R.L). Refer technical chapter for details","Metres",null,1]
["Wastewater","Structure","Fish Pass","Material","Material used to manufacture the Asset",null,"A_MTLSTR",1]
["Wastewater","Structure","Fish Pass","Construction Method","Construction method used to form Asset",null,"A_MTHSTR",1]
["Wastewater","Structure","Fish Pass","Length (m)","Total length of the Assset","Metres",null,1]
["Wastewater","Structure","Fish Pass","Width (m)","Total Width of the Asset","Metres",null,1]
["Wastewater","Structure","Fish Pass","Top RL (m)","Level at the top of the Asset (in terms of a R.L). Refer technical chapter for details","Metres",null,1]
["Wastewater","Structure","Fish Pass","Base RL (m)","Level at the bottom of the Asset (in terms of a R.L). Refer technical chapter for details","Metres",null,1]
["Irrigation","Valve","Flap Valve","Locality","Physical location of the Asset ",null,"A_POSVRS",1]
["Irrigation","Valve","Flap Valve","Valve State","The normal operational state of the Asset.",null,"A_STTVLV",1]
["Irrigation","Valve","Flap Valve","Material","Material used to manufacture the Asset",null,"A_MTLVLV",1]
["Irrigation","Valve","Flap Valve","Diameter (mm)","Nominal diameter of the Asset (Internal diameter unless external diameter is nominated as industry standard)","Millimetres",null,1]
["Stockwater","Valve","Flap Valve","Locality","Physical location of the Asset ",null,"A_POSVRS",1]
["Stockwater","Valve","Flap Valve","Valve State","The normal operational state of the Asset.",null,"A_STTVLV",1]
["Stockwater","Valve","Flap Valve","Material","Material used to manufacture the Asset",null,"A_MTLVLV",1]
["Stockwater","Valve","Flap Valve","Diameter (mm)","Nominal diameter of the Asset (Internal diameter unless external diameter is nominated as industry standard)","Millimetres",null,1]
["Stormwater","Valve","Flap Valve","Locality","Physical location of the Asset ",null,"A_POSVRS",1]
["Stormwater","Valve","Flap Valve","Valve State","The normal operational state of the Asset.",null,"A_STTVLV",1]
["Stormwater","Valve","Flap Valve","Material","Material used to manufacture the Asset",null,"A_MTLVLV",1]
["Stormwater","Valve","Flap Valve","Diameter (mm)","Nominal diameter of the Asset (Internal diameter unless external diameter is nominated as industry standard)","Millimetres",null,1]
["Water Supply","Valve","Flap Valve","Locality","Physical location of the Asset ",null,"A_POSVRS",1]
["Water Supply","Valve","Flap Valve","Valve State","The normal operational state of the Asset.",null,"A_STTVLV",1]
["Water Supply","Valve","Flap Valve","Material","Material used to manufacture the Asset",null,"A_MTLVLV",1]
["Water Supply","Valve","Flap Valve","Diameter (mm)","Nominal diameter of the Asset (Internal diameter unless external diameter is nominated as industry standard)","Millimetres",null,1]
["Wastewater","Valve","Flap Valve","Locality","Physical location of the Asset ",null,"A_POSVRS",1]
["Wastewater","Valve","Flap Valve","Valve State","The normal operational state of the Asset.",null,"A_STTVLV",1]
["Wastewater","Valve","Flap Valve","Material","Material used to manufacture the Asset",null,"A_MTLVLV",1]
["Wastewater","Valve","Flap Valve","Diameter (mm)","Nominal diameter of the Asset (Internal diameter unless external diameter is nominated as industry standard)","Millimetres",null,1]
["Water Supply","Valve","Flap Valve","Manufacturer","Name of the manufacturer",null,null,1]
["Irrigation","Valve","Flap Valve","Manufacturer","Name of the manufacturer",null,null,1]
["Stockwater","Valve","Flap Valve","Manufacturer","Name of the manufacturer",null,null,1]
["Wastewater","Valve","Flap Valve","Manufacturer","Name of the manufacturer",null,null,1]
["Stormwater","Valve","Flap Valve","Manufacturer","Name of the manufacturer",null,null,1]
["Irrigation","Instrument","Flow Meter","Input Voltage (V)","To define the rated Supply Voltage","Volts","A_CLSVLT",1]
["Irrigation","Instrument","Flow Meter","Locality","Physical location of the Asset",null,"A_POSVRS",1]
["Irrigation","Instrument","Flow Meter","Monitoring Type","Method used for monitoring, recording and reporting of data",null,"A_MTHMNT",1]
["Irrigation","Instrument","Flow Meter","Comms Protocol","Communications method used for sending and receiving data",null,"A_TYPCOM",1]
["Irrigation","Instrument","Flow Meter","Output Pulsed","Is the Output pulsed (Y/N)",null,"A_BNYMTR",1]
["Irrigation","Instrument","Flow Meter","Calibration Agent",null,null,null,1]
["Irrigation","Instrument","Flow Meter","Calibration Number",null,null,null,1]
["Irrigation","Instrument","Flow Meter","Calibration Exp Date",null,null,null,1]
["Irrigation","Instrument","Flow Meter","Diameter (mm)","Nominal diameter of the Asset (Internal diameter unless external diameter is nominated as industry standard)","Millimetres",null,1]
["Irrigation","Instrument","Flow Meter","Cable Length (m)","Total length of Cable between device and termination point","Metres",null,1]
["Irrigation","Instrument","Flow Meter","Instrument Range","Approved range for measuring the data",null,null,1]
["Stockwater","Instrument","Flow Meter","Input Voltage (V)","To define the rated Supply Voltage","Volts","A_CLSVLT",1]
["Stockwater","Instrument","Flow Meter","Locality","Physical location of the Asset",null,"A_POSVRS",1]
["Stockwater","Instrument","Flow Meter","Monitoring Type","Method used for monitoring, recording and reporting of data",null,"A_MTHMNT",1]
["Stockwater","Instrument","Flow Meter","Comms Protocol","Communications method used for sending and receiving data",null,"A_TYPCOM",1]
["Stockwater","Instrument","Flow Meter","Output Pulsed","Is the Output pulsed (Y/N)",null,"A_BNYMTR",1]
["Stockwater","Instrument","Flow Meter","Calibration Agent",null,null,null,1]
["Stockwater","Instrument","Flow Meter","Calibration Number",null,null,null,1]
["Stockwater","Instrument","Flow Meter","Calibration Exp Date",null,null,null,1]
["Stockwater","Instrument","Flow Meter","Diameter (mm)","Nominal diameter of the Asset (Internal diameter unless external diameter is nominated as industry standard)","Millimetres",null,1]
["Stockwater","Instrument","Flow Meter","Cable Length (m)","Total length of Cable between device and termination point","Metres",null,1]
["Stockwater","Instrument","Flow Meter","Instrument Range","Approved range for measuring the data",null,null,1]
["Stormwater","Instrument","Flow Meter","Input Voltage (V)","To define the rated Supply Voltage","Volts","A_CLSVLT",1]
["Stormwater","Instrument","Flow Meter","Locality","Physical location of the Asset",null,"A_POSVRS",1]
["Stormwater","Instrument","Flow Meter","Monitoring Type","Method used for monitoring, recording and reporting of data",null,"A_MTHMNT",1]
["Stormwater","Instrument","Flow Meter","Comms Protocol","Communications method used for sending and receiving data",null,"A_TYPCOM",1]
["Stormwater","Instrument","Flow Meter","Output Pulsed","Is the Output pulsed (Y/N)",null,"A_BNYMTR",1]
["Stormwater","Instrument","Flow Meter","Calibration Agent",null,null,null,1]
["Stormwater","Instrument","Flow Meter","Calibration Number",null,null,null,1]
["Stormwater","Instrument","Flow Meter","Calibration Exp Date",null,null,null,1]
["Stormwater","Instrument","Flow Meter","Diameter (mm)","Nominal diameter of the Asset (Internal diameter unless external diameter is nominated as industry standard)","Millimetres",null,1]
["Stormwater","Instrument","Flow Meter","Cable Length (m)","Total length of Cable between device and termination point","Metres",null,1]
["Stormwater","Instrument","Flow Meter","Instrument Range","Approved range for measuring the data",null,null,1]
["Water Supply","Instrument","Flow Meter","Input Voltage (V)","To define the rated Supply Voltage","Volts","A_CLSVLT",1]
["Water Supply","Instrument","Flow Meter","Locality","Physical location of the Asset",null,"A_POSVRS",1]
["Water Supply","Instrument","Flow Meter","Monitoring Type","Method used for monitoring, recording and reporting of data",null,"A_MTHMNT",1]
["Water Supply","Instrument","Flow Meter","Comms Protocol","Communications method used for sending and receiving data",null,"A_TYPCOM",1]
["Water Supply","Instrument","Flow Meter","Output Pulsed","Is the Output pulsed (Y/N)",null,"A_BNYMTR",1]
["Water Supply","Instrument","Flow Meter","Calibration Agent",null,null,null,1]
["Water Supply","Instrument","Flow Meter","Calibration Number",null,null,null,1]
["Water Supply","Instrument","Flow Meter","Calibration Exp Date",null,null,null,1]
["Water Supply","Instrument","Flow Meter","Diameter (mm)","Nominal diameter of the Asset (Internal diameter unless external diameter is nominated as industry standard)","Millimetres",null,1]
["Water Supply","Instrument","Flow Meter","Cable Length (m)","Total length of Cable between device and termination point","Metres",null,1]
["Water Supply","Instrument","Flow Meter","Instrument Range","Approved range for measuring the data",null,null,1]
["Wastewater","Instrument","Flow Meter","Input Voltage (V)","To define the rated Supply Voltage","Volts","A_CLSVLT",1]
["Wastewater","Instrument","Flow Meter","Locality","Physical location of the Asset",null,"A_POSVRS",1]
["Wastewater","Instrument","Flow Meter","Monitoring Type","Method used for monitoring, recording and reporting of data",null,"A_MTHMNT",1]
["Wastewater","Instrument","Flow Meter","Comms Protocol","Communications method used for sending and receiving data",null,"A_TYPCOM",1]
["Wastewater","Instrument","Flow Meter","Output Pulsed","Is the Output pulsed (Y/N)",null,"A_BNYMTR",1]
["Wastewater","Instrument","Flow Meter","Calibration Agent",null,null,null,1]
["Wastewater","Instrument","Flow Meter","Calibration Number",null,null,null,1]
["Wastewater","Instrument","Flow Meter","Calibration Exp Date",null,null,null,1]
["Wastewater","Instrument","Flow Meter","Diameter (mm)","Nominal diameter of the Asset (Internal diameter unless external diameter is nominated as industry standard)","Millimetres",null,1]
["Wastewater","Instrument","Flow Meter","Cable Length (m)","Total length of Cable between device and termination point","Metres",null,1]
["Wastewater","Instrument","Flow Meter","Instrument Range","Approved range for measuring the data",null,null,1]
["Water Supply","Instrument","Flow Meter","Manufacturer","Name of the manufacturer",null,null,1]
["Water Supply","Instrument","Flow Meter","Model","Name of the manufacturer model",null,null,1]
["Water Supply","Instrument","Flow Meter","Serial Number","Identification code supplied by the manufacturer",null,null,1]
["Water Supply","Instrument","Flow Meter","Warranty Expiry Date","Expiry date of the warranty period",null,null,1]
["Stormwater","Instrument","Flow Meter","Manufacturer","Name of the manufacturer",null,null,1]
["Stormwater","Instrument","Flow Meter","Model","Name of the manufacturer model",null,null,1]
["Stormwater","Instrument","Flow Meter","Serial Number","Identification code supplied by the manufacturer",null,null,1]
["Stormwater","Instrument","Flow Meter","Warranty Expiry Date","Expiry date of the warranty period",null,null,1]
["Wastewater","Instrument","Flow Meter","Manufacturer","Name of the manufacturer",null,null,1]
["Wastewater","Instrument","Flow Meter","Model","Name of the manufacturer model",null,null,1]
["Wastewater","Instrument","Flow Meter","Serial Number","Identification code supplied by the manufacturer",null,null,1]
["Wastewater","Instrument","Flow Meter","Warranty Expiry Date","Expiry date of the warranty period",null,null,1]
["Stockwater","Instrument","Flow Meter","Manufacturer","Name of the manufacturer",null,null,1]
["Stockwater","Instrument","Flow Meter","Model","Name of the manufacturer model",null,null,1]
["Stockwater","Instrument","Flow Meter","Serial Number","Identification code supplied by the manufacturer",null,null,1]
["Stockwater","Instrument","Flow Meter","Warranty Expiry Date","Expiry date of the warranty period",null,null,1]
["Irrigation","Instrument","Flow Meter","Manufacturer","Name of the manufacturer",null,null,1]
["Irrigation","Instrument","Flow Meter","Model","Name of the manufacturer model",null,null,1]
["Irrigation","Instrument","Flow Meter","Serial Number","Identification code supplied by the manufacturer",null,null,1]
["Irrigation","Instrument","Flow Meter","Warranty Expiry Date","Expiry date of the warranty period",null,null,1]
["Irrigation","Chamber","Flush Tank","Material","Material used to manufacture the Asset",null,"A_MTLTNK",1]
["Irrigation","Chamber","Flush Tank","Construction Method","Construction method used to form the Asset",null,"A_MTHSTR",1]
["Irrigation","Chamber","Flush Tank","Chamber Shape","Preformed shape of the Asset",null,"A_SHPCMB",1]
["Irrigation","Chamber","Flush Tank","Lid Type","Asset category type",null,"A_TYPLID",1]
["Irrigation","Chamber","Flush Tank","Lid Material","Material used to manufacture the Asset",null,"A_MTLLID",1]
["Irrigation","Chamber","Flush Tank","Lid Shape","Physical shape of the Asset",null,"A_SHPLID",1]
["Irrigation","Chamber","Flush Tank","Lid Fixing","Fixing mechanism used to secure the Asset",null,"A_FIXLID",1]
["Irrigation","Chamber","Flush Tank","Lid Security","Security measures to prevent accessibility into the Asset",null,"A_SCRLID",1]
["Irrigation","Chamber","Flush Tank","Lid Class","Weight Classification Category designated for the required trafficking on the Asset",null,"A_CLSLID",1]
["Irrigation","Chamber","Flush Tank","Diameter (m)","Internal Diameter of the Asset (if not rectangular)","Metres",null,1]
["Irrigation","Chamber","Flush Tank","Length (m)","Internal length of the Asset (if not circular)","Metres",null,1]
["Irrigation","Chamber","Flush Tank","Width (m)","Internal Width Of The Asset (if not circular) ","Metres",null,1]
["Irrigation","Chamber","Flush Tank","Depth (m)","Internal distance between the lid level of the Chamber and the base","Metres",null,1]
["Irrigation","Chamber","Flush Tank","Lid RL (m)","Level of the centre of the top of the Asset (in terms of a R.L)","Metres",null,1]
["Irrigation","Chamber","Flush Tank","Base RL (m)","Level on the internal base floor of the Asset (in terms of a R.L)","Metres",null,1]
["Irrigation","Chamber","Flush Tank","Lid Diameter (mm)","External diameter of the Asset (if not rectangular)","Millimetres",null,1]
["Irrigation","Chamber","Flush Tank","Lid Length (mm)","External length of the Asset (if not circular)","Millimetres",null,1]
["Irrigation","Chamber","Flush Tank","Lid Width (mm)","External width of the Asset (if not circular)","Millimetres",null,1]
["Stockwater","Chamber","Flush Tank","Material","Material used to manufacture the Asset",null,"A_MTLTNK",1]
["Stockwater","Chamber","Flush Tank","Construction Method","Construction method used to form the Asset",null,"A_MTHSTR",1]
["Stockwater","Chamber","Flush Tank","Chamber Shape","Preformed shape of the Asset",null,"A_SHPCMB",1]
["Stockwater","Chamber","Flush Tank","Lid Type","Asset category type",null,"A_TYPLID",1]
["Stockwater","Chamber","Flush Tank","Lid Material","Material used to manufacture the Asset",null,"A_MTLLID",1]
["Stockwater","Chamber","Flush Tank","Lid Shape","Physical shape of the Asset",null,"A_SHPLID",1]
["Stockwater","Chamber","Flush Tank","Lid Fixing","Fixing mechanism used to secure the Asset",null,"A_FIXLID",1]
["Stockwater","Chamber","Flush Tank","Lid Security","Security measures to prevent accessibility into the Asset",null,"A_SCRLID",1]
["Stockwater","Chamber","Flush Tank","Lid Class","Weight Classification Category designated for the required trafficking on the Asset",null,"A_CLSLID",1]
["Stockwater","Chamber","Flush Tank","Diameter (m)","Internal Diameter of the Asset (if not rectangular)","Metres",null,1]
["Stockwater","Chamber","Flush Tank","Length (m)","Internal length of the Asset (if not circular)","Metres",null,1]
["Stockwater","Chamber","Flush Tank","Width (m)","Internal Width Of The Asset (if not circular) ","Metres",null,1]
["Stockwater","Chamber","Flush Tank","Depth (m)","Internal distance between the lid level of the Chamber and the base","Metres",null,1]
["Stockwater","Chamber","Flush Tank","Lid RL (m)","Level of the centre of the top of the Asset (in terms of a R.L)","Metres",null,1]
["Stockwater","Chamber","Flush Tank","Base RL (m)","Level on the internal base floor of the Asset (in terms of a R.L)","Metres",null,1]
["Stockwater","Chamber","Flush Tank","Lid Diameter (mm)","External diameter of the Asset (if not rectangular)","Millimetres",null,1]
["Stockwater","Chamber","Flush Tank","Lid Length (mm)","External length of the Asset (if not circular)","Millimetres",null,1]
["Stockwater","Chamber","Flush Tank","Lid Width (mm)","External width of the Asset (if not circular)","Millimetres",null,1]
["Stormwater","Chamber","Flush Tank","Material","Material used to manufacture the Asset",null,"A_MTLTNK",1]
["Stormwater","Chamber","Flush Tank","Construction Method","Construction method used to form the Asset",null,"A_MTHSTR",1]
["Stormwater","Chamber","Flush Tank","Chamber Shape","Preformed shape of the Asset",null,"A_SHPCMB",1]
["Stormwater","Chamber","Flush Tank","Lid Type","Asset category type",null,"A_TYPLID",1]
["Stormwater","Chamber","Flush Tank","Lid Material","Material used to manufacture the Asset",null,"A_MTLLID",1]
["Stormwater","Chamber","Flush Tank","Lid Shape","Physical shape of the Asset",null,"A_SHPLID",1]
["Stormwater","Chamber","Flush Tank","Lid Fixing","Fixing mechanism used to secure the Asset",null,"A_FIXLID",1]
["Stormwater","Chamber","Flush Tank","Lid Security","Security measures to prevent accessibility into the Asset",null,"A_SCRLID",1]
["Stormwater","Chamber","Flush Tank","Lid Class","Weight Classification Category designated for the required trafficking on the Asset",null,"A_CLSLID",1]
["Stormwater","Chamber","Flush Tank","Diameter (m)","Internal Diameter of the Asset (if not rectangular)","Metres",null,1]
["Stormwater","Chamber","Flush Tank","Length (m)","Internal length of the Asset (if not circular)","Metres",null,1]
["Stormwater","Chamber","Flush Tank","Width (m)","Internal Width Of The Asset (if not circular) ","Metres",null,1]
["Stormwater","Chamber","Flush Tank","Depth (m)","Internal distance between the lid level of the Chamber and the base","Metres",null,1]
["Stormwater","Chamber","Flush Tank","Lid RL (m)","Level of the centre of the top of the Asset (in terms of a R.L)","Metres",null,1]
["Stormwater","Chamber","Flush Tank","Base RL (m)","Level on the internal base floor of the Asset (in terms of a R.L)","Metres",null,1]
["Stormwater","Chamber","Flush Tank","Lid Diameter (mm)","External diameter of the Asset (if not rectangular)","Millimetres",null,1]
["Stormwater","Chamber","Flush Tank","Lid Length (mm)","External length of the Asset (if not circular)","Millimetres",null,1]
["Stormwater","Chamber","Flush Tank","Lid Width (mm)","External width of the Asset (if not circular)","Millimetres",null,1]
["Water Supply","Chamber","Flush Tank","Material","Material used to manufacture the Asset",null,"A_MTLTNK",1]
["Water Supply","Chamber","Flush Tank","Construction Method","Construction method used to form the Asset",null,"A_MTHSTR",1]
["Water Supply","Chamber","Flush Tank","Chamber Shape","Preformed shape of the Asset",null,"A_SHPCMB",1]
["Water Supply","Chamber","Flush Tank","Lid Type","Asset category type",null,"A_TYPLID",1]
["Water Supply","Chamber","Flush Tank","Lid Material","Material used to manufacture the Asset",null,"A_MTLLID",1]
["Water Supply","Chamber","Flush Tank","Lid Shape","Physical shape of the Asset",null,"A_SHPLID",1]
["Water Supply","Chamber","Flush Tank","Lid Fixing","Fixing mechanism used to secure the Asset",null,"A_FIXLID",1]
["Water Supply","Chamber","Flush Tank","Lid Security","Security measures to prevent accessibility into the Asset",null,"A_SCRLID",1]
["Water Supply","Chamber","Flush Tank","Lid Class","Weight Classification Category designated for the required trafficking on the Asset",null,"A_CLSLID",1]
["Water Supply","Chamber","Flush Tank","Diameter (m)","Internal Diameter of the Asset (if not rectangular)","Metres",null,1]
["Water Supply","Chamber","Flush Tank","Length (m)","Internal length of the Asset (if not circular)","Metres",null,1]
["Water Supply","Chamber","Flush Tank","Width (m)","Internal Width Of The Asset (if not circular) ","Metres",null,1]
["Water Supply","Chamber","Flush Tank","Depth (m)","Internal distance between the lid level of the Chamber and the base","Metres",null,1]
["Water Supply","Chamber","Flush Tank","Lid RL (m)","Level of the centre of the top of the Asset (in terms of a R.L)","Metres",null,1]
["Water Supply","Chamber","Flush Tank","Base RL (m)","Level on the internal base floor of the Asset (in terms of a R.L)","Metres",null,1]
["Water Supply","Chamber","Flush Tank","Lid Diameter (mm)","External diameter of the Asset (if not rectangular)","Millimetres",null,1]
["Water Supply","Chamber","Flush Tank","Lid Length (mm)","External length of the Asset (if not circular)","Millimetres",null,1]
["Water Supply","Chamber","Flush Tank","Lid Width (mm)","External width of the Asset (if not circular)","Millimetres",null,1]
["Wastewater","Chamber","Flush Tank","Material","Material used to manufacture the Asset",null,"A_MTLTNK",1]
["Wastewater","Chamber","Flush Tank","Construction Method","Construction method used to form the Asset",null,"A_MTHSTR",1]
["Wastewater","Chamber","Flush Tank","Chamber Shape","Preformed shape of the Asset",null,"A_SHPCMB",1]
["Wastewater","Chamber","Flush Tank","Lid Type","Asset category type",null,"A_TYPLID",1]
["Wastewater","Chamber","Flush Tank","Lid Material","Material used to manufacture the Asset",null,"A_MTLLID",1]
["Wastewater","Chamber","Flush Tank","Lid Shape","Physical shape of the Asset",null,"A_SHPLID",1]
["Wastewater","Chamber","Flush Tank","Lid Fixing","Fixing mechanism used to secure the Asset",null,"A_FIXLID",1]
["Wastewater","Chamber","Flush Tank","Lid Security","Security measures to prevent accessibility into the Asset",null,"A_SCRLID",1]
["Wastewater","Chamber","Flush Tank","Lid Class","Weight Classification Category designated for the required trafficking on the Asset",null,"A_CLSLID",1]
["Wastewater","Chamber","Flush Tank","Diameter (m)","Internal Diameter of the Asset (if not rectangular)","Metres",null,1]
["Wastewater","Chamber","Flush Tank","Length (m)","Internal length of the Asset (if not circular)","Metres",null,1]
["Wastewater","Chamber","Flush Tank","Width (m)","Internal Width Of The Asset (if not circular) ","Metres",null,1]
["Wastewater","Chamber","Flush Tank","Depth (m)","Internal distance between the lid level of the Chamber and the base","Metres",null,1]
["Wastewater","Chamber","Flush Tank","Lid RL (m)","Level of the centre of the top of the Asset (in terms of a R.L)","Metres",null,1]
["Wastewater","Chamber","Flush Tank","Base RL (m)","Level on the internal base floor of the Asset (in terms of a R.L)","Metres",null,1]
["Wastewater","Chamber","Flush Tank","Lid Diameter (mm)","External diameter of the Asset (if not rectangular)","Millimetres",null,1]
["Wastewater","Chamber","Flush Tank","Lid Length (mm)","External length of the Asset (if not circular)","Millimetres",null,1]
["Wastewater","Chamber","Flush Tank","Lid Width (mm)","External width of the Asset (if not circular)","Millimetres",null,1]
["Water Supply","Chamber","Flush Tank","Manufacturer","Name of the manufacturer",null,null,1]
["Water Supply","Chamber","Flush Tank","Model","Name of the manufacturer model",null,null,1]
["Wastewater","Chamber","Flush Tank","Manufacturer","Name of the manufacturer",null,null,1]
["Wastewater","Chamber","Flush Tank","Model","Name of the manufacturer model",null,null,1]
["Irrigation","Chamber","Flush Tank","Manufacturer","Name of the manufacturer",null,null,1]
["Irrigation","Chamber","Flush Tank","Model","Name of the manufacturer model",null,null,1]
["Stockwater","Chamber","Flush Tank","Manufacturer","Name of the manufacturer",null,null,1]
["Stockwater","Chamber","Flush Tank","Model","Name of the manufacturer model",null,null,1]
["Stormwater","Chamber","Flush Tank","Manufacturer","Name of the manufacturer",null,null,1]
["Stormwater","Chamber","Flush Tank","Model","Name of the manufacturer model",null,null,1]
["Irrigation","Valve","Flush Valve","Locality","Physical location of the Asset ",null,"A_POSVRS",1]
["Irrigation","Valve","Flush Valve","Valve State","The normal operational state of the Asset.",null,"A_STTVLV",1]
["Irrigation","Valve","Flush Valve","Close Direction","Direction to turn to close the Asset",null,"A_DIRVLV",1]
["Irrigation","Valve","Flush Valve","Diameter (mm)","Nominal diameter of the Asset (Internal diameter unless external diameter is nominated as industry standard)","Millimetres",null,1]
["Irrigation","Valve","Flush Valve","Valve Top RL (m)","Level at the top of the Valve (in terms of a R.L) Refer technical chapter for each asset type","Metres",null,1]
["Irrigation","Valve","Flush Valve","Rated Pressure (kPa)","Pressure class as specified by Manufacturer","Kilopascals",null,1]
["Stockwater","Valve","Flush Valve","Locality","Physical location of the Asset ",null,"A_POSVRS",1]
["Stockwater","Valve","Flush Valve","Valve State","The normal operational state of the Asset.",null,"A_STTVLV",1]
["Stockwater","Valve","Flush Valve","Close Direction","Direction to turn to close the Asset",null,"A_DIRVLV",1]
["Stockwater","Valve","Flush Valve","Diameter (mm)","Nominal diameter of the Asset (Internal diameter unless external diameter is nominated as industry standard)","Millimetres",null,1]
["Stockwater","Valve","Flush Valve","Valve Top RL (m)","Level at the top of the Valve (in terms of a R.L) Refer technical chapter for each asset type","Metres",null,1]
["Stockwater","Valve","Flush Valve","Rated Pressure (kPa)","Pressure class as specified by Manufacturer","Kilopascals",null,1]
["Stormwater","Valve","Flush Valve","Locality","Physical location of the Asset ",null,"A_POSVRS",1]
["Stormwater","Valve","Flush Valve","Valve State","The normal operational state of the Asset.",null,"A_STTVLV",1]
["Stormwater","Valve","Flush Valve","Close Direction","Direction to turn to close the Asset",null,"A_DIRVLV",1]
["Stormwater","Valve","Flush Valve","Diameter (mm)","Nominal diameter of the Asset (Internal diameter unless external diameter is nominated as industry standard)","Millimetres",null,1]
["Stormwater","Valve","Flush Valve","Valve Top RL (m)","Level at the top of the Valve (in terms of a R.L) Refer technical chapter for each asset type","Metres",null,1]
["Stormwater","Valve","Flush Valve","Rated Pressure (kPa)","Pressure class as specified by Manufacturer","Kilopascals",null,1]
["Water Supply","Valve","Flush Valve","Locality","Physical location of the Asset ",null,"A_POSVRS",1]
["Water Supply","Valve","Flush Valve","Valve State","The normal operational state of the Asset.",null,"A_STTVLV",1]
["Water Supply","Valve","Flush Valve","Close Direction","Direction to turn to close the Asset",null,"A_DIRVLV",1]
["Water Supply","Valve","Flush Valve","Diameter (mm)","Nominal diameter of the Asset (Internal diameter unless external diameter is nominated as industry standard)","Millimetres",null,1]
["Water Supply","Valve","Flush Valve","Valve Top RL (m)","Level at the top of the Valve (in terms of a R.L) Refer technical chapter for each asset type","Metres",null,1]
["Water Supply","Valve","Flush Valve","Rated Pressure (kPa)","Pressure class as specified by Manufacturer","Kilopascals",null,1]
["Wastewater","Valve","Flush Valve","Locality","Physical location of the Asset ",null,"A_POSVRS",1]
["Wastewater","Valve","Flush Valve","Valve State","The normal operational state of the Asset.",null,"A_STTVLV",1]
["Wastewater","Valve","Flush Valve","Close Direction","Direction to turn to close the Asset",null,"A_DIRVLV",1]
["Wastewater","Valve","Flush Valve","Diameter (mm)","Nominal diameter of the Asset (Internal diameter unless external diameter is nominated as industry standard)","Millimetres",null,1]
["Wastewater","Valve","Flush Valve","Valve Top RL (m)","Level at the top of the Valve (in terms of a R.L) Refer technical chapter for each asset type","Metres",null,1]
["Wastewater","Valve","Flush Valve","Rated Pressure (kPa)","Pressure class as specified by Manufacturer","Kilopascals",null,1]
["Water Supply","Valve","Flush Valve","Manufacturer","Name of the manufacturer",null,null,1]
["Water Supply","Valve","Flush Valve","Model","Name of the manufacturer model",null,null,1]
["Irrigation","Valve","Flush Valve","Manufacturer","Name of the manufacturer",null,null,1]
["Irrigation","Valve","Flush Valve","Model","Name of the manufacturer model",null,null,1]
["Stockwater","Valve","Flush Valve","Manufacturer","Name of the manufacturer",null,null,1]
["Stockwater","Valve","Flush Valve","Model","Name of the manufacturer model",null,null,1]
["Wastewater","Valve","Flush Valve","Manufacturer","Name of the manufacturer",null,null,1]
["Wastewater","Valve","Flush Valve","Model","Name of the manufacturer model",null,null,1]
["Stormwater","Valve","Flush Valve","Manufacturer","Name of the manufacturer",null,null,1]
["Stormwater","Valve","Flush Valve","Model","Name of the manufacturer model",null,null,1]
["Irrigation","Site Services","Foam Control Sprayer","Material","Material used to manufacture the Asset",null,"A_MTLCHT",1]
["Stockwater","Site Services","Foam Control Sprayer","Material","Material used to manufacture the Asset",null,"A_MTLCHT",1]
["Stormwater","Site Services","Foam Control Sprayer","Material","Material used to manufacture the Asset",null,"A_MTLCHT",1]
["Water Supply","Site Services","Foam Control Sprayer","Material","Material used to manufacture the Asset",null,"A_MTLCHT",1]
["Wastewater","Site Services","Foam Control Sprayer","Material","Material used to manufacture the Asset",null,"A_MTLCHT",1]
["Water Supply","Site Services","Foam Control Sprayer","Manufacturer","Name of the manufacturer",null,null,1]
["Wastewater","Site Services","Foam Control Sprayer","Manufacturer","Name of the manufacturer",null,null,1]
["Stormwater","Site Services","Foam Control Sprayer","Manufacturer","Name of the manufacturer",null,null,1]
["Stockwater","Site Services","Foam Control Sprayer","Manufacturer","Name of the manufacturer",null,null,1]
["Irrigation","Site Services","Foam Control Sprayer","Manufacturer","Name of the manufacturer",null,null,1]
["Irrigation","Tank","Fuel Tank","Material","Material used to manufacture the Asset",null,"A_MTLTNK",1]
["Irrigation","Tank","Fuel Tank","Construction Method","Construction method used to form the Asset",null,"A_MTHSTR",1]
["Irrigation","Tank","Fuel Tank","Tank Shape","External shape of the Asset",null,"A_SHPTNK",1]
["Irrigation","Tank","Fuel Tank","Lid Type","Category of  Lid Type installed",null,"A_TYPLID",1]
["Irrigation","Tank","Fuel Tank","Lid Material","Material used to manufacture the Asset",null,"A_MTLLID",1]
["Irrigation","Tank","Fuel Tank","Lid Shape","Physical shape of the Asset",null,"A_SHPLID",1]
["Irrigation","Tank","Fuel Tank","Lid Fixing","Fixing mechanism used to secure the Asset in place",null,"A_FIXLID",1]
["Irrigation","Tank","Fuel Tank","Lid Security","Security measures to prevent accessibility into the Asset",null,"A_SCRLID",1]
["Irrigation","Tank","Fuel Tank","Diameter (m)","External diameter of the Asset (if not rectangular)","Metres",null,1]
["Irrigation","Tank","Fuel Tank","Length (m)","Total external length of the Asset (if not circular)","Metres",null,1]
["Irrigation","Tank","Fuel Tank","Width (m)","Total external Width of the Asset (if not circular)","Metres",null,1]
["Irrigation","Tank","Fuel Tank","Height (m)","Total external Height of the Asset","Metres",null,1]
["Irrigation","Tank","Fuel Tank","Volume (m3)","Total capacity of available storage the Asset","Cubic metres",null,1]
["Stockwater","Tank","Fuel Tank","Material","Material used to manufacture the Asset",null,"A_MTLTNK",1]
["Stockwater","Tank","Fuel Tank","Construction Method","Construction method used to form the Asset",null,"A_MTHSTR",1]
["Stockwater","Tank","Fuel Tank","Tank Shape","External shape of the Asset",null,"A_SHPTNK",1]
["Stockwater","Tank","Fuel Tank","Lid Type","Category of  Lid Type installed",null,"A_TYPLID",1]
["Stockwater","Tank","Fuel Tank","Lid Material","Material used to manufacture the Asset",null,"A_MTLLID",1]
["Stockwater","Tank","Fuel Tank","Lid Shape","Physical shape of the Asset",null,"A_SHPLID",1]
["Stockwater","Tank","Fuel Tank","Lid Fixing","Fixing mechanism used to secure the Asset in place",null,"A_FIXLID",1]
["Stockwater","Tank","Fuel Tank","Lid Security","Security measures to prevent accessibility into the Asset",null,"A_SCRLID",1]
["Stockwater","Tank","Fuel Tank","Diameter (m)","External diameter of the Asset (if not rectangular)","Metres",null,1]
["Stockwater","Tank","Fuel Tank","Length (m)","Total external length of the Asset (if not circular)","Metres",null,1]
["Stockwater","Tank","Fuel Tank","Width (m)","Total external Width of the Asset (if not circular)","Metres",null,1]
["Stockwater","Tank","Fuel Tank","Height (m)","Total external Height of the Asset","Metres",null,1]
["Stockwater","Tank","Fuel Tank","Volume (m3)","Total capacity of available storage the Asset","Cubic metres",null,1]
["Stormwater","Tank","Fuel Tank","Material","Material used to manufacture the Asset",null,"A_MTLTNK",1]
["Stormwater","Tank","Fuel Tank","Construction Method","Construction method used to form the Asset",null,"A_MTHSTR",1]
["Stormwater","Tank","Fuel Tank","Tank Shape","External shape of the Asset",null,"A_SHPTNK",1]
["Stormwater","Tank","Fuel Tank","Lid Type","Category of  Lid Type installed",null,"A_TYPLID",1]
["Stormwater","Tank","Fuel Tank","Lid Material","Material used to manufacture the Asset",null,"A_MTLLID",1]
["Stormwater","Tank","Fuel Tank","Lid Shape","Physical shape of the Asset",null,"A_SHPLID",1]
["Stormwater","Tank","Fuel Tank","Lid Fixing","Fixing mechanism used to secure the Asset in place",null,"A_FIXLID",1]
["Stormwater","Tank","Fuel Tank","Lid Security","Security measures to prevent accessibility into the Asset",null,"A_SCRLID",1]
["Stormwater","Tank","Fuel Tank","Diameter (m)","External diameter of the Asset (if not rectangular)","Metres",null,1]
["Stormwater","Tank","Fuel Tank","Length (m)","Total external length of the Asset (if not circular)","Metres",null,1]
["Stormwater","Tank","Fuel Tank","Width (m)","Total external Width of the Asset (if not circular)","Metres",null,1]
["Stormwater","Tank","Fuel Tank","Height (m)","Total external Height of the Asset","Metres",null,1]
["Stormwater","Tank","Fuel Tank","Volume (m3)","Total capacity of available storage the Asset","Cubic metres",null,1]
["Water Supply","Tank","Fuel Tank","Material","Material used to manufacture the Asset",null,"A_MTLTNK",1]
["Water Supply","Tank","Fuel Tank","Construction Method","Construction method used to form the Asset",null,"A_MTHSTR",1]
["Water Supply","Tank","Fuel Tank","Tank Shape","External shape of the Asset",null,"A_SHPTNK",1]
["Water Supply","Tank","Fuel Tank","Lid Type","Category of  Lid Type installed",null,"A_TYPLID",1]
["Water Supply","Tank","Fuel Tank","Lid Material","Material used to manufacture the Asset",null,"A_MTLLID",1]
["Water Supply","Tank","Fuel Tank","Lid Shape","Physical shape of the Asset",null,"A_SHPLID",1]
["Water Supply","Tank","Fuel Tank","Lid Fixing","Fixing mechanism used to secure the Asset in place",null,"A_FIXLID",1]
["Water Supply","Tank","Fuel Tank","Lid Security","Security measures to prevent accessibility into the Asset",null,"A_SCRLID",1]
["Water Supply","Tank","Fuel Tank","Diameter (m)","External diameter of the Asset (if not rectangular)","Metres",null,1]
["Water Supply","Tank","Fuel Tank","Length (m)","Total external length of the Asset (if not circular)","Metres",null,1]
["Water Supply","Tank","Fuel Tank","Width (m)","Total external Width of the Asset (if not circular)","Metres",null,1]
["Water Supply","Tank","Fuel Tank","Height (m)","Total external Height of the Asset","Metres",null,1]
["Water Supply","Tank","Fuel Tank","Volume (m3)","Total capacity of available storage the Asset","Cubic metres",null,1]
["Wastewater","Tank","Fuel Tank","Material","Material used to manufacture the Asset",null,"A_MTLTNK",1]
["Wastewater","Tank","Fuel Tank","Construction Method","Construction method used to form the Asset",null,"A_MTHSTR",1]
["Wastewater","Tank","Fuel Tank","Tank Shape","External shape of the Asset",null,"A_SHPTNK",1]
["Wastewater","Tank","Fuel Tank","Lid Type","Category of  Lid Type installed",null,"A_TYPLID",1]
["Wastewater","Tank","Fuel Tank","Lid Material","Material used to manufacture the Asset",null,"A_MTLLID",1]
["Wastewater","Tank","Fuel Tank","Lid Shape","Physical shape of the Asset",null,"A_SHPLID",1]
["Wastewater","Tank","Fuel Tank","Lid Fixing","Fixing mechanism used to secure the Asset in place",null,"A_FIXLID",1]
["Wastewater","Tank","Fuel Tank","Lid Security","Security measures to prevent accessibility into the Asset",null,"A_SCRLID",1]
["Wastewater","Tank","Fuel Tank","Diameter (m)","External diameter of the Asset (if not rectangular)","Metres",null,1]
["Wastewater","Tank","Fuel Tank","Length (m)","Total external length of the Asset (if not circular)","Metres",null,1]
["Wastewater","Tank","Fuel Tank","Width (m)","Total external Width of the Asset (if not circular)","Metres",null,1]
["Wastewater","Tank","Fuel Tank","Height (m)","Total external Height of the Asset","Metres",null,1]
["Wastewater","Tank","Fuel Tank","Volume (m3)","Total capacity of available storage the Asset","Cubic metres",null,1]
["Water Supply","Tank","Fuel Tank","Manufacturer","Name of the manufacturer",null,null,1]
["Water Supply","Tank","Fuel Tank","Model","Name of the manufacturer model",null,null,1]
["Stormwater","Tank","Fuel Tank","Manufacturer","Name of the manufacturer",null,null,1]
["Stormwater","Tank","Fuel Tank","Model","Name of the manufacturer model",null,null,1]
["Wastewater","Tank","Fuel Tank","Manufacturer","Name of the manufacturer",null,null,1]
["Wastewater","Tank","Fuel Tank","Model","Name of the manufacturer model",null,null,1]
["Stockwater","Tank","Fuel Tank","Manufacturer","Name of the manufacturer",null,null,1]
["Stockwater","Tank","Fuel Tank","Model","Name of the manufacturer model",null,null,1]
["Irrigation","Tank","Fuel Tank","Manufacturer","Name of the manufacturer",null,null,1]
["Irrigation","Tank","Fuel Tank","Model","Name of the manufacturer model",null,null,1]
["Irrigation","Electrical","Generator","Locality","Physical location in terms of its environmental conditions",null,"A_POSVRS",1]
["Irrigation","Electrical","Generator","Output Voltage (V)","The nominal Output Voltage",null,"A_CLSVL2",1]
["Irrigation","Electrical","Generator","Monitoring Type","For monitoring, recording and reporting of data",null,"A_MTHMNT",1]
["Irrigation","Electrical","Generator","Power Rating (kW)","The highest input power the Asset is rated for","Kilowatts",null,1]
["Irrigation","Electrical","Generator","Current Rating (A)","Maximum Operating Current at full power","Amperes",null,1]
["Irrigation","Electrical","Generator","Output Rating (kV-A)","The highest output power the Asset is rated for","kVA",null,1]
["Stockwater","Electrical","Generator","Locality","Physical location in terms of its environmental conditions",null,"A_POSVRS",1]
["Stockwater","Electrical","Generator","Output Voltage (V)","The nominal Output Voltage",null,"A_CLSVL2",1]
["Stockwater","Electrical","Generator","Monitoring Type","For monitoring, recording and reporting of data",null,"A_MTHMNT",1]
["Stockwater","Electrical","Generator","Power Rating (kW)","The highest input power the Asset is rated for","Kilowatts",null,1]
["Stockwater","Electrical","Generator","Current Rating (A)","Maximum Operating Current at full power","Amperes",null,1]
["Stockwater","Electrical","Generator","Output Rating (kV-A)","The highest output power the Asset is rated for","kVA",null,1]
["Stormwater","Electrical","Generator","Locality","Physical location in terms of its environmental conditions",null,"A_POSVRS",1]
["Stormwater","Electrical","Generator","Output Voltage (V)","The nominal Output Voltage",null,"A_CLSVL2",1]
["Stormwater","Electrical","Generator","Monitoring Type","For monitoring, recording and reporting of data",null,"A_MTHMNT",1]
["Stormwater","Electrical","Generator","Power Rating (kW)","The highest input power the Asset is rated for","Kilowatts",null,1]
["Stormwater","Electrical","Generator","Current Rating (A)","Maximum Operating Current at full power","Amperes",null,1]
["Stormwater","Electrical","Generator","Output Rating (kV-A)","The highest output power the Asset is rated for","kVA",null,1]
["Water Supply","Electrical","Generator","Locality","Physical location in terms of its environmental conditions",null,"A_POSVRS",1]
["Water Supply","Electrical","Generator","Output Voltage (V)","The nominal Output Voltage",null,"A_CLSVL2",1]
["Water Supply","Electrical","Generator","Monitoring Type","For monitoring, recording and reporting of data",null,"A_MTHMNT",1]
["Water Supply","Electrical","Generator","Power Rating (kW)","The highest input power the Asset is rated for","Kilowatts",null,1]
["Water Supply","Electrical","Generator","Current Rating (A)","Maximum Operating Current at full power","Amperes",null,1]
["Water Supply","Electrical","Generator","Output Rating (kV-A)","The highest output power the Asset is rated for","kVA",null,1]
["Wastewater","Electrical","Generator","Locality","Physical location in terms of its environmental conditions",null,"A_POSVRS",1]
["Wastewater","Electrical","Generator","Output Voltage (V)","The nominal Output Voltage",null,"A_CLSVL2",1]
["Wastewater","Electrical","Generator","Monitoring Type","For monitoring, recording and reporting of data",null,"A_MTHMNT",1]
["Wastewater","Electrical","Generator","Power Rating (kW)","The highest input power the Asset is rated for","Kilowatts",null,1]
["Wastewater","Electrical","Generator","Current Rating (A)","Maximum Operating Current at full power","Amperes",null,1]
["Wastewater","Electrical","Generator","Output Rating (kV-A)","The highest output power the Asset is rated for","kVA",null,1]
["Water Supply","Electrical","Generator","Manufacturer","Name of the manufacturer",null,null,1]
["Water Supply","Electrical","Generator","Model","Name of the manufacturer model",null,null,1]
["Water Supply","Electrical","Generator","Serial Number","Identification code supplied by the manufacturer",null,null,1]
["Water Supply","Electrical","Generator","Warranty Expiry Date","Expiry date of the warranty period",null,null,1]
["Stormwater","Electrical","Generator","Manufacturer","Name of the manufacturer",null,null,1]
["Stormwater","Electrical","Generator","Model","Name of the manufacturer model",null,null,1]
["Stormwater","Electrical","Generator","Serial Number","Identification code supplied by the manufacturer",null,null,1]
["Stormwater","Electrical","Generator","Warranty Expiry Date","Expiry date of the warranty period",null,null,1]
["Wastewater","Electrical","Generator","Manufacturer","Name of the manufacturer",null,null,1]
["Wastewater","Electrical","Generator","Model","Name of the manufacturer model",null,null,1]
["Wastewater","Electrical","Generator","Serial Number","Identification code supplied by the manufacturer",null,null,1]
["Wastewater","Electrical","Generator","Warranty Expiry Date","Expiry date of the warranty period",null,null,1]
["Stockwater","Electrical","Generator","Manufacturer","Name of the manufacturer",null,null,1]
["Stockwater","Electrical","Generator","Model","Name of the manufacturer model",null,null,1]
["Stockwater","Electrical","Generator","Serial Number","Identification code supplied by the manufacturer",null,null,1]
["Stockwater","Electrical","Generator","Warranty Expiry Date","Expiry date of the warranty period",null,null,1]
["Irrigation","Electrical","Generator","Manufacturer","Name of the manufacturer",null,null,1]
["Irrigation","Electrical","Generator","Model","Name of the manufacturer model",null,null,1]
["Irrigation","Electrical","Generator","Serial Number","Identification code supplied by the manufacturer",null,null,1]
["Irrigation","Electrical","Generator","Warranty Expiry Date","Expiry date of the warranty period",null,null,1]
["Irrigation","Electrical","Generator Inlet","Locality","Physical location in terms of its environmental conditions",null,"A_POSVRS",1]
["Irrigation","Electrical","Generator Inlet","Power Rating (kW)","The highest input power the Asset is rated for","Kilowatts",null,1]
["Irrigation","Electrical","Generator Inlet","Current Rating (A)","Maximum Operating Current at full power","Amperes",null,1]
["Stockwater","Electrical","Generator Inlet","Locality","Physical location in terms of its environmental conditions",null,"A_POSVRS",1]
["Stockwater","Electrical","Generator Inlet","Power Rating (kW)","The highest input power the Asset is rated for","Kilowatts",null,1]
["Stockwater","Electrical","Generator Inlet","Current Rating (A)","Maximum Operating Current at full power","Amperes",null,1]
["Stormwater","Electrical","Generator Inlet","Locality","Physical location in terms of its environmental conditions",null,"A_POSVRS",1]
["Stormwater","Electrical","Generator Inlet","Power Rating (kW)","The highest input power the Asset is rated for","Kilowatts",null,1]
["Stormwater","Electrical","Generator Inlet","Current Rating (A)","Maximum Operating Current at full power","Amperes",null,1]
["Water Supply","Electrical","Generator Inlet","Locality","Physical location in terms of its environmental conditions",null,"A_POSVRS",1]
["Water Supply","Electrical","Generator Inlet","Power Rating (kW)","The highest input power the Asset is rated for","Kilowatts",null,1]
["Water Supply","Electrical","Generator Inlet","Current Rating (A)","Maximum Operating Current at full power","Amperes",null,1]
["Wastewater","Electrical","Generator Inlet","Locality","Physical location in terms of its environmental conditions",null,"A_POSVRS",1]
["Wastewater","Electrical","Generator Inlet","Power Rating (kW)","The highest input power the Asset is rated for","Kilowatts",null,1]
["Wastewater","Electrical","Generator Inlet","Current Rating (A)","Maximum Operating Current at full power","Amperes",null,1]
["Water Supply","Electrical","Generator Inlet","Manufacturer","Name of the manufacturer",null,null,1]
["Water Supply","Electrical","Generator Inlet","Model","Name of the manufacturer model",null,null,1]
["Water Supply","Electrical","Generator Inlet","Serial Number","Identification code supplied by the manufacturer",null,null,1]
["Water Supply","Electrical","Generator Inlet","Warranty Expiry Date","Expiry date of the warranty period",null,null,1]
["Stormwater","Electrical","Generator Inlet","Manufacturer","Name of the manufacturer",null,null,1]
["Stormwater","Electrical","Generator Inlet","Model","Name of the manufacturer model",null,null,1]
["Stormwater","Electrical","Generator Inlet","Serial Number","Identification code supplied by the manufacturer",null,null,1]
["Stormwater","Electrical","Generator Inlet","Warranty Expiry Date","Expiry date of the warranty period",null,null,1]
["Wastewater","Electrical","Generator Inlet","Manufacturer","Name of the manufacturer",null,null,1]
["Wastewater","Electrical","Generator Inlet","Model","Name of the manufacturer model",null,null,1]
["Wastewater","Electrical","Generator Inlet","Serial Number","Identification code supplied by the manufacturer",null,null,1]
["Wastewater","Electrical","Generator Inlet","Warranty Expiry Date","Expiry date of the warranty period",null,null,1]
["Stockwater","Electrical","Generator Inlet","Manufacturer","Name of the manufacturer",null,null,1]
["Stockwater","Electrical","Generator Inlet","Model","Name of the manufacturer model",null,null,1]
["Stockwater","Electrical","Generator Inlet","Serial Number","Identification code supplied by the manufacturer",null,null,1]
["Stockwater","Electrical","Generator Inlet","Warranty Expiry Date","Expiry date of the warranty period",null,null,1]
["Irrigation","Electrical","Generator Inlet","Manufacturer","Name of the manufacturer",null,null,1]
["Irrigation","Electrical","Generator Inlet","Model","Name of the manufacturer model",null,null,1]
["Irrigation","Electrical","Generator Inlet","Serial Number","Identification code supplied by the manufacturer",null,null,1]
["Irrigation","Electrical","Generator Inlet","Warranty Expiry Date","Expiry date of the warranty period",null,null,1]
["Irrigation","Service Connection","Gravity Sewer Connection","Property Use","Category of Service Connection type",null,"A_USESVC",1]
["Irrigation","Service Connection","Gravity Sewer Connection","Diameter (mm)","Nominal diameter of the Asset (Internal diameter unless external diameter is nominated as industry standard)","Millimetres",null,1]
["Stockwater","Service Connection","Gravity Sewer Connection","Property Use","Category of Service Connection type",null,"A_USESVC",1]
["Stockwater","Service Connection","Gravity Sewer Connection","Diameter (mm)","Nominal diameter of the Asset (Internal diameter unless external diameter is nominated as industry standard)","Millimetres",null,1]
["Stormwater","Service Connection","Gravity Sewer Connection","Property Use","Category of Service Connection type",null,"A_USESVC",1]
["Stormwater","Service Connection","Gravity Sewer Connection","Diameter (mm)","Nominal diameter of the Asset (Internal diameter unless external diameter is nominated as industry standard)","Millimetres",null,1]
["Water Supply","Service Connection","Gravity Sewer Connection","Property Use","Category of Service Connection type",null,"A_USESVC",1]
["Water Supply","Service Connection","Gravity Sewer Connection","Diameter (mm)","Nominal diameter of the Asset (Internal diameter unless external diameter is nominated as industry standard)","Millimetres",null,1]
["Wastewater","Service Connection","Gravity Sewer Connection","Property Use","Category of Service Connection type",null,"A_USESVC",1]
["Wastewater","Service Connection","Gravity Sewer Connection","Diameter (mm)","Nominal diameter of the Asset (Internal diameter unless external diameter is nominated as industry standard)","Millimetres",null,1]
["Irrigation","Service Connection","Gravity Stormwater Connection","Property Use","Category of Service Connection type",null,"A_USESVC",1]
["Irrigation","Service Connection","Gravity Stormwater Connection","Diameter (mm)","Nominal diameter of the Asset (Internal diameter unless external diameter is nominated as industry standard)","Millimetres",null,1]
["Stockwater","Service Connection","Gravity Stormwater Connection","Property Use","Category of Service Connection type",null,"A_USESVC",1]
["Stockwater","Service Connection","Gravity Stormwater Connection","Diameter (mm)","Nominal diameter of the Asset (Internal diameter unless external diameter is nominated as industry standard)","Millimetres",null,1]
["Stormwater","Service Connection","Gravity Stormwater Connection","Property Use","Category of Service Connection type",null,"A_USESVC",1]
["Stormwater","Service Connection","Gravity Stormwater Connection","Diameter (mm)","Nominal diameter of the Asset (Internal diameter unless external diameter is nominated as industry standard)","Millimetres",null,1]
["Water Supply","Service Connection","Gravity Stormwater Connection","Property Use","Category of Service Connection type",null,"A_USESVC",1]
["Water Supply","Service Connection","Gravity Stormwater Connection","Diameter (mm)","Nominal diameter of the Asset (Internal diameter unless external diameter is nominated as industry standard)","Millimetres",null,1]
["Wastewater","Service Connection","Gravity Stormwater Connection","Property Use","Category of Service Connection type",null,"A_USESVC",1]
["Wastewater","Service Connection","Gravity Stormwater Connection","Diameter (mm)","Nominal diameter of the Asset (Internal diameter unless external diameter is nominated as industry standard)","Millimetres",null,1]
["Irrigation","Tank","Greywater Tank","Material","Material used to manufacture the Asset",null,"A_MTLTNK",1]
["Irrigation","Tank","Greywater Tank","Construction Method","Construction method used to form the Asset",null,"A_MTHSTR",1]
["Irrigation","Tank","Greywater Tank","Tank Shape","External shape of the Asset",null,"A_SHPTNK",1]
["Irrigation","Tank","Greywater Tank","Lid Type","Category of  Lid Type installed",null,"A_TYPLID",1]
["Irrigation","Tank","Greywater Tank","Lid Material","Material used to manufacture the Asset",null,"A_MTLLID",1]
["Irrigation","Tank","Greywater Tank","Lid Shape","Physical shape of the Asset",null,"A_SHPLID",1]
["Irrigation","Tank","Greywater Tank","Lid Fixing","Fixing mechanism used to secure the Asset in place",null,"A_FIXLID",1]
["Irrigation","Tank","Greywater Tank","Lid Security","Security measures to prevent accessibility into the Asset",null,"A_SCRLID",1]
["Irrigation","Tank","Greywater Tank","Diameter (m)","External diameter of the Asset (if not rectangular)","Metres",null,1]
["Irrigation","Tank","Greywater Tank","Length (m)","Total external length of the Asset (if not circular)","Metres",null,1]
["Irrigation","Tank","Greywater Tank","Width (m)","Total external Width of the Asset (if not circular)","Metres",null,1]
["Irrigation","Tank","Greywater Tank","Height (m)","Total external Height of the Asset","Metres",null,1]
["Irrigation","Tank","Greywater Tank","Volume (m3)","Total capacity of available storage the Asset","Cubic metres",null,1]
["Irrigation","Tank","Greywater Tank","Floor RL (m)","Level of the Internal Base (in terms of a R.L)","Metres",null,1]
["Irrigation","Tank","Greywater Tank","Inlet RL (m)","Level of the Pipe Inlet (in terms of a R.L)","Metres",null,1]
["Irrigation","Tank","Greywater Tank","Overflow RL (m)","Level of the Pipe Outlet overflow (in terms of a R.L)","Metres",null,1]
["Stockwater","Tank","Greywater Tank","Material","Material used to manufacture the Asset",null,"A_MTLTNK",1]
["Stockwater","Tank","Greywater Tank","Construction Method","Construction method used to form the Asset",null,"A_MTHSTR",1]
["Stockwater","Tank","Greywater Tank","Tank Shape","External shape of the Asset",null,"A_SHPTNK",1]
["Stockwater","Tank","Greywater Tank","Lid Type","Category of  Lid Type installed",null,"A_TYPLID",1]
["Stockwater","Tank","Greywater Tank","Lid Material","Material used to manufacture the Asset",null,"A_MTLLID",1]
["Stockwater","Tank","Greywater Tank","Lid Shape","Physical shape of the Asset",null,"A_SHPLID",1]
["Stockwater","Tank","Greywater Tank","Lid Fixing","Fixing mechanism used to secure the Asset in place",null,"A_FIXLID",1]
["Stockwater","Tank","Greywater Tank","Lid Security","Security measures to prevent accessibility into the Asset",null,"A_SCRLID",1]
["Stockwater","Tank","Greywater Tank","Diameter (m)","External diameter of the Asset (if not rectangular)","Metres",null,1]
["Stockwater","Tank","Greywater Tank","Length (m)","Total external length of the Asset (if not circular)","Metres",null,1]
["Stockwater","Tank","Greywater Tank","Width (m)","Total external Width of the Asset (if not circular)","Metres",null,1]
["Stockwater","Tank","Greywater Tank","Height (m)","Total external Height of the Asset","Metres",null,1]
["Stockwater","Tank","Greywater Tank","Volume (m3)","Total capacity of available storage the Asset","Cubic metres",null,1]
["Stockwater","Tank","Greywater Tank","Floor RL (m)","Level of the Internal Base (in terms of a R.L)","Metres",null,1]
["Stockwater","Tank","Greywater Tank","Inlet RL (m)","Level of the Pipe Inlet (in terms of a R.L)","Metres",null,1]
["Stockwater","Tank","Greywater Tank","Overflow RL (m)","Level of the Pipe Outlet overflow (in terms of a R.L)","Metres",null,1]
["Stormwater","Tank","Greywater Tank","Material","Material used to manufacture the Asset",null,"A_MTLTNK",1]
["Stormwater","Tank","Greywater Tank","Construction Method","Construction method used to form the Asset",null,"A_MTHSTR",1]
["Stormwater","Tank","Greywater Tank","Tank Shape","External shape of the Asset",null,"A_SHPTNK",1]
["Stormwater","Tank","Greywater Tank","Lid Type","Category of  Lid Type installed",null,"A_TYPLID",1]
["Stormwater","Tank","Greywater Tank","Lid Material","Material used to manufacture the Asset",null,"A_MTLLID",1]
["Stormwater","Tank","Greywater Tank","Lid Shape","Physical shape of the Asset",null,"A_SHPLID",1]
["Stormwater","Tank","Greywater Tank","Lid Fixing","Fixing mechanism used to secure the Asset in place",null,"A_FIXLID",1]
["Stormwater","Tank","Greywater Tank","Lid Security","Security measures to prevent accessibility into the Asset",null,"A_SCRLID",1]
["Stormwater","Tank","Greywater Tank","Diameter (m)","External diameter of the Asset (if not rectangular)","Metres",null,1]
["Stormwater","Tank","Greywater Tank","Length (m)","Total external length of the Asset (if not circular)","Metres",null,1]
["Stormwater","Tank","Greywater Tank","Width (m)","Total external Width of the Asset (if not circular)","Metres",null,1]
["Stormwater","Tank","Greywater Tank","Height (m)","Total external Height of the Asset","Metres",null,1]
["Stormwater","Tank","Greywater Tank","Volume (m3)","Total capacity of available storage the Asset","Cubic metres",null,1]
["Stormwater","Tank","Greywater Tank","Floor RL (m)","Level of the Internal Base (in terms of a R.L)","Metres",null,1]
["Stormwater","Tank","Greywater Tank","Inlet RL (m)","Level of the Pipe Inlet (in terms of a R.L)","Metres",null,1]
["Stormwater","Tank","Greywater Tank","Overflow RL (m)","Level of the Pipe Outlet overflow (in terms of a R.L)","Metres",null,1]
["Water Supply","Tank","Greywater Tank","Material","Material used to manufacture the Asset",null,"A_MTLTNK",1]
["Water Supply","Tank","Greywater Tank","Construction Method","Construction method used to form the Asset",null,"A_MTHSTR",1]
["Water Supply","Tank","Greywater Tank","Tank Shape","External shape of the Asset",null,"A_SHPTNK",1]
["Water Supply","Tank","Greywater Tank","Lid Type","Category of  Lid Type installed",null,"A_TYPLID",1]
["Water Supply","Tank","Greywater Tank","Lid Material","Material used to manufacture the Asset",null,"A_MTLLID",1]
["Water Supply","Tank","Greywater Tank","Lid Shape","Physical shape of the Asset",null,"A_SHPLID",1]
["Water Supply","Tank","Greywater Tank","Lid Fixing","Fixing mechanism used to secure the Asset in place",null,"A_FIXLID",1]
["Water Supply","Tank","Greywater Tank","Lid Security","Security measures to prevent accessibility into the Asset",null,"A_SCRLID",1]
["Water Supply","Tank","Greywater Tank","Diameter (m)","External diameter of the Asset (if not rectangular)","Metres",null,1]
["Water Supply","Tank","Greywater Tank","Length (m)","Total external length of the Asset (if not circular)","Metres",null,1]
["Water Supply","Tank","Greywater Tank","Width (m)","Total external Width of the Asset (if not circular)","Metres",null,1]
["Water Supply","Tank","Greywater Tank","Height (m)","Total external Height of the Asset","Metres",null,1]
["Water Supply","Tank","Greywater Tank","Volume (m3)","Total capacity of available storage the Asset","Cubic metres",null,1]
["Water Supply","Tank","Greywater Tank","Floor RL (m)","Level of the Internal Base (in terms of a R.L)","Metres",null,1]
["Water Supply","Tank","Greywater Tank","Inlet RL (m)","Level of the Pipe Inlet (in terms of a R.L)","Metres",null,1]
["Water Supply","Tank","Greywater Tank","Overflow RL (m)","Level of the Pipe Outlet overflow (in terms of a R.L)","Metres",null,1]
["Wastewater","Tank","Greywater Tank","Material","Material used to manufacture the Asset",null,"A_MTLTNK",1]
["Wastewater","Tank","Greywater Tank","Construction Method","Construction method used to form the Asset",null,"A_MTHSTR",1]
["Wastewater","Tank","Greywater Tank","Tank Shape","External shape of the Asset",null,"A_SHPTNK",1]
["Wastewater","Tank","Greywater Tank","Lid Type","Category of  Lid Type installed",null,"A_TYPLID",1]
["Wastewater","Tank","Greywater Tank","Lid Material","Material used to manufacture the Asset",null,"A_MTLLID",1]
["Wastewater","Tank","Greywater Tank","Lid Shape","Physical shape of the Asset",null,"A_SHPLID",1]
["Wastewater","Tank","Greywater Tank","Lid Fixing","Fixing mechanism used to secure the Asset in place",null,"A_FIXLID",1]
["Wastewater","Tank","Greywater Tank","Lid Security","Security measures to prevent accessibility into the Asset",null,"A_SCRLID",1]
["Wastewater","Tank","Greywater Tank","Diameter (m)","External diameter of the Asset (if not rectangular)","Metres",null,1]
["Wastewater","Tank","Greywater Tank","Length (m)","Total external length of the Asset (if not circular)","Metres",null,1]
["Wastewater","Tank","Greywater Tank","Width (m)","Total external Width of the Asset (if not circular)","Metres",null,1]
["Wastewater","Tank","Greywater Tank","Height (m)","Total external Height of the Asset","Metres",null,1]
["Wastewater","Tank","Greywater Tank","Volume (m3)","Total capacity of available storage the Asset","Cubic metres",null,1]
["Wastewater","Tank","Greywater Tank","Floor RL (m)","Level of the Internal Base (in terms of a R.L)","Metres",null,1]
["Wastewater","Tank","Greywater Tank","Inlet RL (m)","Level of the Pipe Inlet (in terms of a R.L)","Metres",null,1]
["Wastewater","Tank","Greywater Tank","Overflow RL (m)","Level of the Pipe Outlet overflow (in terms of a R.L)","Metres",null,1]
["Water Supply","Tank","Greywater Tank","Manufacturer","Name of the manufacturer",null,null,1]
["Water Supply","Tank","Greywater Tank","Model","Name of the manufacturer model",null,null,1]
["Stormwater","Tank","Greywater Tank","Manufacturer","Name of the manufacturer",null,null,1]
["Stormwater","Tank","Greywater Tank","Model","Name of the manufacturer model",null,null,1]
["Wastewater","Tank","Greywater Tank","Manufacturer","Name of the manufacturer",null,null,1]
["Wastewater","Tank","Greywater Tank","Model","Name of the manufacturer model",null,null,1]
["Stockwater","Tank","Greywater Tank","Manufacturer","Name of the manufacturer",null,null,1]
["Stockwater","Tank","Greywater Tank","Model","Name of the manufacturer model",null,null,1]
["Irrigation","Tank","Greywater Tank","Manufacturer","Name of the manufacturer",null,null,1]
["Irrigation","Tank","Greywater Tank","Model","Name of the manufacturer model",null,null,1]
["Irrigation","Filter","Gross Pollutant Trap","Filter Media","Material used within the Filtration System",null,"A_MTLFLM",1]
["Irrigation","Filter","Gross Pollutant Trap","Lining Material","Media used for Filteration prevention",null,"A_MTLFLL",1]
["Irrigation","Filter","Gross Pollutant Trap","Length (mm)","Length of the Filtration System (If not circular)","Millimetres",null,1]
["Irrigation","Filter","Gross Pollutant Trap","Width (mm)","Width of the Filtration System (If not circular)","Millimetres",null,1]
["Irrigation","Filter","Gross Pollutant Trap","Diameter (mm)","Diameter of the Filter System","Millimetres",null,1]
["Irrigation","Filter","Gross Pollutant Trap","Depth (mm)","Average depth of the Filtration System","Millimetres",null,1]
["Stockwater","Filter","Gross Pollutant Trap","Filter Media","Material used within the Filtration System",null,"A_MTLFLM",1]
["Stockwater","Filter","Gross Pollutant Trap","Lining Material","Media used for Filteration prevention",null,"A_MTLFLL",1]
["Stockwater","Filter","Gross Pollutant Trap","Length (mm)","Length of the Filtration System (If not circular)","Millimetres",null,1]
["Stockwater","Filter","Gross Pollutant Trap","Width (mm)","Width of the Filtration System (If not circular)","Millimetres",null,1]
["Stockwater","Filter","Gross Pollutant Trap","Diameter (mm)","Diameter of the Filter System","Millimetres",null,1]
["Stockwater","Filter","Gross Pollutant Trap","Depth (mm)","Average depth of the Filtration System","Millimetres",null,1]
["Stormwater","Filter","Gross Pollutant Trap","Filter Media","Material used within the Filtration System",null,"A_MTLFLM",1]
["Stormwater","Filter","Gross Pollutant Trap","Lining Material","Media used for Filteration prevention",null,"A_MTLFLL",1]
["Stormwater","Filter","Gross Pollutant Trap","Length (mm)","Length of the Filtration System (If not circular)","Millimetres",null,1]
["Stormwater","Filter","Gross Pollutant Trap","Width (mm)","Width of the Filtration System (If not circular)","Millimetres",null,1]
["Stormwater","Filter","Gross Pollutant Trap","Diameter (mm)","Diameter of the Filter System","Millimetres",null,1]
["Stormwater","Filter","Gross Pollutant Trap","Depth (mm)","Average depth of the Filtration System","Millimetres",null,1]
["Water Supply","Filter","Gross Pollutant Trap","Filter Media","Material used within the Filtration System",null,"A_MTLFLM",1]
["Water Supply","Filter","Gross Pollutant Trap","Lining Material","Media used for Filteration prevention",null,"A_MTLFLL",1]
["Water Supply","Filter","Gross Pollutant Trap","Length (mm)","Length of the Filtration System (If not circular)","Millimetres",null,1]
["Water Supply","Filter","Gross Pollutant Trap","Width (mm)","Width of the Filtration System (If not circular)","Millimetres",null,1]
["Water Supply","Filter","Gross Pollutant Trap","Diameter (mm)","Diameter of the Filter System","Millimetres",null,1]
["Water Supply","Filter","Gross Pollutant Trap","Depth (mm)","Average depth of the Filtration System","Millimetres",null,1]
["Wastewater","Filter","Gross Pollutant Trap","Filter Media","Material used within the Filtration System",null,"A_MTLFLM",1]
["Wastewater","Filter","Gross Pollutant Trap","Lining Material","Media used for Filteration prevention",null,"A_MTLFLL",1]
["Wastewater","Filter","Gross Pollutant Trap","Length (mm)","Length of the Filtration System (If not circular)","Millimetres",null,1]
["Wastewater","Filter","Gross Pollutant Trap","Width (mm)","Width of the Filtration System (If not circular)","Millimetres",null,1]
["Wastewater","Filter","Gross Pollutant Trap","Diameter (mm)","Diameter of the Filter System","Millimetres",null,1]
["Wastewater","Filter","Gross Pollutant Trap","Depth (mm)","Average depth of the Filtration System","Millimetres",null,1]
["Water Supply","Filter","Gross Pollutant Trap","Manufacturer","Name of the manufacturer",null,null,1]
["Water Supply","Filter","Gross Pollutant Trap","Model","Name of the manufacturer model",null,null,1]
["Water Supply","Filter","Gross Pollutant Trap","Serial Number","Identification code supplied by the manufacturer",null,null,1]
["Irrigation","Filter","Gross Pollutant Trap","Manufacturer","Name of the manufacturer",null,null,1]
["Irrigation","Filter","Gross Pollutant Trap","Model","Name of the manufacturer model",null,null,1]
["Irrigation","Filter","Gross Pollutant Trap","Serial Number","Identification code supplied by the manufacturer",null,null,1]
["Stockwater","Filter","Gross Pollutant Trap","Manufacturer","Name of the manufacturer",null,null,1]
["Stockwater","Filter","Gross Pollutant Trap","Model","Name of the manufacturer model",null,null,1]
["Stockwater","Filter","Gross Pollutant Trap","Serial Number","Identification code supplied by the manufacturer",null,null,1]
["Wastewater","Filter","Gross Pollutant Trap","Manufacturer","Name of the manufacturer",null,null,1]
["Wastewater","Filter","Gross Pollutant Trap","Model","Name of the manufacturer model",null,null,1]
["Wastewater","Filter","Gross Pollutant Trap","Serial Number","Identification code supplied by the manufacturer",null,null,1]
["Stormwater","Filter","Gross Pollutant Trap","Manufacturer","Name of the manufacturer",null,null,1]
["Stormwater","Filter","Gross Pollutant Trap","Model","Name of the manufacturer model",null,null,1]
["Stormwater","Filter","Gross Pollutant Trap","Serial Number","Identification code supplied by the manufacturer",null,null,1]
["Irrigation","Site Services","Handrail","Material","Material used to manufacture the Asset",null,"A_MTLCHT",1]
["Irrigation","Site Services","Handrail","Length (m)","Total Length of the Asset","Metres",null,1]
["Irrigation","Site Services","Handrail","Height (m)","Total Height of the Asset from base to top","Metres",null,1]
["Stockwater","Site Services","Handrail","Material","Material used to manufacture the Asset",null,"A_MTLCHT",1]
["Stockwater","Site Services","Handrail","Length (m)","Total Length of the Asset","Metres",null,1]
["Stockwater","Site Services","Handrail","Height (m)","Total Height of the Asset from base to top","Metres",null,1]
["Stormwater","Site Services","Handrail","Material","Material used to manufacture the Asset",null,"A_MTLCHT",1]
["Stormwater","Site Services","Handrail","Length (m)","Total Length of the Asset","Metres",null,1]
["Stormwater","Site Services","Handrail","Height (m)","Total Height of the Asset from base to top","Metres",null,1]
["Water Supply","Site Services","Handrail","Material","Material used to manufacture the Asset",null,"A_MTLCHT",1]
["Water Supply","Site Services","Handrail","Length (m)","Total Length of the Asset","Metres",null,1]
["Water Supply","Site Services","Handrail","Height (m)","Total Height of the Asset from base to top","Metres",null,1]
["Wastewater","Site Services","Handrail","Material","Material used to manufacture the Asset",null,"A_MTLCHT",1]
["Wastewater","Site Services","Handrail","Length (m)","Total Length of the Asset","Metres",null,1]
["Wastewater","Site Services","Handrail","Height (m)","Total Height of the Asset from base to top","Metres",null,1]
["Irrigation","Structure","Headwall","Material","Material used to manufacture the Asset",null,"A_MTLSTR",1]
["Irrigation","Structure","Headwall","Construction Method","Construction method used to form Asset",null,"A_MTHSTR",1]
["Irrigation","Structure","Headwall","Headwall Type","Type of Headwall constructed",null,"A_TYPHWL",1]
["Irrigation","Structure","Headwall","Length (m)","Total length of the Assset","Metres",null,1]
["Irrigation","Structure","Headwall","Height (m)","Total height of the Asset (above ground)","Metres",null,1]
["Irrigation","Structure","Headwall","Top RL (m)","Level at the top of the Asset (in terms of a R.L). Refer technical chapter for details","Metres",null,1]
["Irrigation","Structure","Headwall","Invert RL (m)","Level at the Invert of the Asset  (in terms of a R.L)","Metres",null,1]
["Stockwater","Structure","Headwall","Material","Material used to manufacture the Asset",null,"A_MTLSTR",1]
["Stockwater","Structure","Headwall","Construction Method","Construction method used to form Asset",null,"A_MTHSTR",1]
["Stockwater","Structure","Headwall","Headwall Type","Type of Headwall constructed",null,"A_TYPHWL",1]
["Stockwater","Structure","Headwall","Length (m)","Total length of the Assset","Metres",null,1]
["Stockwater","Structure","Headwall","Height (m)","Total height of the Asset (above ground)","Metres",null,1]
["Stockwater","Structure","Headwall","Top RL (m)","Level at the top of the Asset (in terms of a R.L). Refer technical chapter for details","Metres",null,1]
["Stockwater","Structure","Headwall","Invert RL (m)","Level at the Invert of the Asset  (in terms of a R.L)","Metres",null,1]
["Stormwater","Structure","Headwall","Material","Material used to manufacture the Asset",null,"A_MTLSTR",1]
["Stormwater","Structure","Headwall","Construction Method","Construction method used to form Asset",null,"A_MTHSTR",1]
["Stormwater","Structure","Headwall","Headwall Type","Type of Headwall constructed",null,"A_TYPHWL",1]
["Stormwater","Structure","Headwall","Length (m)","Total length of the Assset","Metres",null,1]
["Stormwater","Structure","Headwall","Height (m)","Total height of the Asset (above ground)","Metres",null,1]
["Stormwater","Structure","Headwall","Top RL (m)","Level at the top of the Asset (in terms of a R.L). Refer technical chapter for details","Metres",null,1]
["Stormwater","Structure","Headwall","Invert RL (m)","Level at the Invert of the Asset  (in terms of a R.L)","Metres",null,1]
["Water Supply","Structure","Headwall","Material","Material used to manufacture the Asset",null,"A_MTLSTR",1]
["Water Supply","Structure","Headwall","Construction Method","Construction method used to form Asset",null,"A_MTHSTR",1]
["Water Supply","Structure","Headwall","Headwall Type","Type of Headwall constructed",null,"A_TYPHWL",1]
["Water Supply","Structure","Headwall","Length (m)","Total length of the Assset","Metres",null,1]
["Water Supply","Structure","Headwall","Height (m)","Total height of the Asset (above ground)","Metres",null,1]
["Water Supply","Structure","Headwall","Top RL (m)","Level at the top of the Asset (in terms of a R.L). Refer technical chapter for details","Metres",null,1]
["Water Supply","Structure","Headwall","Invert RL (m)","Level at the Invert of the Asset  (in terms of a R.L)","Metres",null,1]
["Wastewater","Structure","Headwall","Material","Material used to manufacture the Asset",null,"A_MTLSTR",1]
["Wastewater","Structure","Headwall","Construction Method","Construction method used to form Asset",null,"A_MTHSTR",1]
["Wastewater","Structure","Headwall","Headwall Type","Type of Headwall constructed",null,"A_TYPHWL",1]
["Wastewater","Structure","Headwall","Length (m)","Total length of the Assset","Metres",null,1]
["Wastewater","Structure","Headwall","Height (m)","Total height of the Asset (above ground)","Metres",null,1]
["Wastewater","Structure","Headwall","Top RL (m)","Level at the top of the Asset (in terms of a R.L). Refer technical chapter for details","Metres",null,1]
["Wastewater","Structure","Headwall","Invert RL (m)","Level at the Invert of the Asset  (in terms of a R.L)","Metres",null,1]
["Water Supply","Structure","Headwall","Manufacturer","Name of the manufacturer",null,null,1]
["Irrigation","Structure","Headwall","Manufacturer","Name of the manufacturer",null,null,1]
["Stockwater","Structure","Headwall","Manufacturer","Name of the manufacturer",null,null,1]
["Wastewater","Structure","Headwall","Manufacturer","Name of the manufacturer",null,null,1]
["Stormwater","Structure","Headwall","Manufacturer","Name of the manufacturer",null,null,1]
["Irrigation","Control","Human Machine Interface","Input Voltage (V)","The rated Supply Voltage","Volts","A_CLSVLT",1]
["Irrigation","Control","Human Machine Interface","Operating System","Operating System used to control the device",null,null,1]
["Stockwater","Control","Human Machine Interface","Input Voltage (V)","The rated Supply Voltage","Volts","A_CLSVLT",1]
["Stockwater","Control","Human Machine Interface","Operating System","Operating System used to control the device",null,null,1]
["Stormwater","Control","Human Machine Interface","Input Voltage (V)","The rated Supply Voltage","Volts","A_CLSVLT",1]
["Stormwater","Control","Human Machine Interface","Operating System","Operating System used to control the device",null,null,1]
["Water Supply","Control","Human Machine Interface","Input Voltage (V)","The rated Supply Voltage","Volts","A_CLSVLT",1]
["Water Supply","Control","Human Machine Interface","Operating System","Operating System used to control the device",null,null,1]
["Wastewater","Control","Human Machine Interface","Input Voltage (V)","The rated Supply Voltage","Volts","A_CLSVLT",1]
["Wastewater","Control","Human Machine Interface","Operating System","Operating System used to control the device",null,null,1]
["Water Supply","Control","Human Machine Interface","Manufacturer","Name of the manufacturer",null,null,1]
["Water Supply","Control","Human Machine Interface","Model","Name of the manufacturer model",null,null,1]
["Water Supply","Control","Human Machine Interface","Serial Number","Identification code supplied by the manufacturer",null,null,1]
["Water Supply","Control","Human Machine Interface","Warranty Expiry Date","Expiry date of the warranty period",null,null,1]
["Stockwater","Control","Human Machine Interface","Manufacturer","Name of the manufacturer",null,null,1]
["Stockwater","Control","Human Machine Interface","Model","Name of the manufacturer model",null,null,1]
["Stockwater","Control","Human Machine Interface","Serial Number","Identification code supplied by the manufacturer",null,null,1]
["Stockwater","Control","Human Machine Interface","Warranty Expiry Date","Expiry date of the warranty period",null,null,1]
["Irrigation","Control","Human Machine Interface","Manufacturer","Name of the manufacturer",null,null,1]
["Irrigation","Control","Human Machine Interface","Model","Name of the manufacturer model",null,null,1]
["Irrigation","Control","Human Machine Interface","Serial Number","Identification code supplied by the manufacturer",null,null,1]
["Irrigation","Control","Human Machine Interface","Warranty Expiry Date","Expiry date of the warranty period",null,null,1]
["Wastewater","Control","Human Machine Interface","Manufacturer","Name of the manufacturer",null,null,1]
["Wastewater","Control","Human Machine Interface","Model","Name of the manufacturer model",null,null,1]
["Wastewater","Control","Human Machine Interface","Serial Number","Identification code supplied by the manufacturer",null,null,1]
["Wastewater","Control","Human Machine Interface","Warranty Expiry Date","Expiry date of the warranty period",null,null,1]
["Stormwater","Control","Human Machine Interface","Manufacturer","Name of the manufacturer",null,null,1]
["Stormwater","Control","Human Machine Interface","Model","Name of the manufacturer model",null,null,1]
["Stormwater","Control","Human Machine Interface","Serial Number","Identification code supplied by the manufacturer",null,null,1]
["Stormwater","Control","Human Machine Interface","Warranty Expiry Date","Expiry date of the warranty period",null,null,1]
["Irrigation","Valve","Hydrant Valve","Locality","Physical location of the Asset ",null,"A_POSVRS",1]
["Irrigation","Valve","Hydrant Valve","Valve State","The normal operational state of the Asset.",null,"A_STTVLV",1]
["Irrigation","Valve","Hydrant Valve","Close Direction","Direction to turn to close the Asset",null,"A_DIRVLV",1]
["Irrigation","Valve","Hydrant Valve","Diameter (mm)","Nominal diameter of the Asset (Internal diameter unless external diameter is nominated as industry standard)","Millimetres",null,1]
["Irrigation","Valve","Hydrant Valve","Valve Top RL (m)","Level at the top of the Valve (in terms of a R.L) Refer technical chapter for each asset type","Metres",null,1]
["Irrigation","Valve","Hydrant Valve","Rated Pressure (kPa)","Pressure class as specified by Manufacturer","Kilopascals",null,1]
["Stockwater","Valve","Hydrant Valve","Locality","Physical location of the Asset ",null,"A_POSVRS",1]
["Stockwater","Valve","Hydrant Valve","Valve State","The normal operational state of the Asset.",null,"A_STTVLV",1]
["Stockwater","Valve","Hydrant Valve","Close Direction","Direction to turn to close the Asset",null,"A_DIRVLV",1]
["Stockwater","Valve","Hydrant Valve","Diameter (mm)","Nominal diameter of the Asset (Internal diameter unless external diameter is nominated as industry standard)","Millimetres",null,1]
["Stockwater","Valve","Hydrant Valve","Valve Top RL (m)","Level at the top of the Valve (in terms of a R.L) Refer technical chapter for each asset type","Metres",null,1]
["Stockwater","Valve","Hydrant Valve","Rated Pressure (kPa)","Pressure class as specified by Manufacturer","Kilopascals",null,1]
["Stormwater","Valve","Hydrant Valve","Locality","Physical location of the Asset ",null,"A_POSVRS",1]
["Stormwater","Valve","Hydrant Valve","Valve State","The normal operational state of the Asset.",null,"A_STTVLV",1]
["Stormwater","Valve","Hydrant Valve","Close Direction","Direction to turn to close the Asset",null,"A_DIRVLV",1]
["Stormwater","Valve","Hydrant Valve","Diameter (mm)","Nominal diameter of the Asset (Internal diameter unless external diameter is nominated as industry standard)","Millimetres",null,1]
["Stormwater","Valve","Hydrant Valve","Valve Top RL (m)","Level at the top of the Valve (in terms of a R.L) Refer technical chapter for each asset type","Metres",null,1]
["Stormwater","Valve","Hydrant Valve","Rated Pressure (kPa)","Pressure class as specified by Manufacturer","Kilopascals",null,1]
["Water Supply","Valve","Hydrant Valve","Locality","Physical location of the Asset ",null,"A_POSVRS",1]
["Water Supply","Valve","Hydrant Valve","Valve State","The normal operational state of the Asset.",null,"A_STTVLV",1]
["Water Supply","Valve","Hydrant Valve","Close Direction","Direction to turn to close the Asset",null,"A_DIRVLV",1]
["Water Supply","Valve","Hydrant Valve","Diameter (mm)","Nominal diameter of the Asset (Internal diameter unless external diameter is nominated as industry standard)","Millimetres",null,1]
["Water Supply","Valve","Hydrant Valve","Valve Top RL (m)","Level at the top of the Valve (in terms of a R.L) Refer technical chapter for each asset type","Metres",null,1]
["Water Supply","Valve","Hydrant Valve","Rated Pressure (kPa)","Pressure class as specified by Manufacturer","Kilopascals",null,1]
["Wastewater","Valve","Hydrant Valve","Locality","Physical location of the Asset ",null,"A_POSVRS",1]
["Wastewater","Valve","Hydrant Valve","Valve State","The normal operational state of the Asset.",null,"A_STTVLV",1]
["Wastewater","Valve","Hydrant Valve","Close Direction","Direction to turn to close the Asset",null,"A_DIRVLV",1]
["Wastewater","Valve","Hydrant Valve","Diameter (mm)","Nominal diameter of the Asset (Internal diameter unless external diameter is nominated as industry standard)","Millimetres",null,1]
["Wastewater","Valve","Hydrant Valve","Valve Top RL (m)","Level at the top of the Valve (in terms of a R.L) Refer technical chapter for each asset type","Metres",null,1]
["Wastewater","Valve","Hydrant Valve","Rated Pressure (kPa)","Pressure class as specified by Manufacturer","Kilopascals",null,1]
["Water Supply","Valve","Hydrant Valve","Manufacturer","Name of the manufacturer",null,null,1]
["Water Supply","Valve","Hydrant Valve","Model","Name of the manufacturer model",null,null,1]
["Irrigation","Valve","Hydrant Valve","Manufacturer","Name of the manufacturer",null,null,1]
["Irrigation","Valve","Hydrant Valve","Model","Name of the manufacturer model",null,null,1]
["Stockwater","Valve","Hydrant Valve","Manufacturer","Name of the manufacturer",null,null,1]
["Stockwater","Valve","Hydrant Valve","Model","Name of the manufacturer model",null,null,1]
["Wastewater","Valve","Hydrant Valve","Manufacturer","Name of the manufacturer",null,null,1]
["Wastewater","Valve","Hydrant Valve","Model","Name of the manufacturer model",null,null,1]
["Stormwater","Valve","Hydrant Valve","Manufacturer","Name of the manufacturer",null,null,1]
["Stormwater","Valve","Hydrant Valve","Model","Name of the manufacturer model",null,null,1]
["Irrigation","Filter","Infiltration Trench","Filter Media","Material used within the Filtration System",null,"A_MTLFLM",1]
["Irrigation","Filter","Infiltration Trench","Lining Material","Media used for Filteration prevention",null,"A_MTLFLL",1]
["Irrigation","Filter","Infiltration Trench","Length (mm)","Length of the Filtration System (If not circular)","Millimetres",null,1]
["Irrigation","Filter","Infiltration Trench","Width (mm)","Width of the Filtration System (If not circular)","Millimetres",null,1]
["Irrigation","Filter","Infiltration Trench","Depth (mm)","Average depth of the Filtration System","Millimetres",null,1]
["Irrigation","Filter","Infiltration Trench","Infiltration (L/min)","Rate of Infiltration through the Media","Litres per minute",null,1]
["Stockwater","Filter","Infiltration Trench","Filter Media","Material used within the Filtration System",null,"A_MTLFLM",1]
["Stockwater","Filter","Infiltration Trench","Lining Material","Media used for Filteration prevention",null,"A_MTLFLL",1]
["Stockwater","Filter","Infiltration Trench","Length (mm)","Length of the Filtration System (If not circular)","Millimetres",null,1]
["Stockwater","Filter","Infiltration Trench","Width (mm)","Width of the Filtration System (If not circular)","Millimetres",null,1]
["Stockwater","Filter","Infiltration Trench","Depth (mm)","Average depth of the Filtration System","Millimetres",null,1]
["Stockwater","Filter","Infiltration Trench","Infiltration (L/min)","Rate of Infiltration through the Media","Litres per minute",null,1]
["Stormwater","Filter","Infiltration Trench","Filter Media","Material used within the Filtration System",null,"A_MTLFLM",1]
["Stormwater","Filter","Infiltration Trench","Lining Material","Media used for Filteration prevention",null,"A_MTLFLL",1]
["Stormwater","Filter","Infiltration Trench","Length (mm)","Length of the Filtration System (If not circular)","Millimetres",null,1]
["Stormwater","Filter","Infiltration Trench","Width (mm)","Width of the Filtration System (If not circular)","Millimetres",null,1]
["Stormwater","Filter","Infiltration Trench","Depth (mm)","Average depth of the Filtration System","Millimetres",null,1]
["Stormwater","Filter","Infiltration Trench","Infiltration (L/min)","Rate of Infiltration through the Media","Litres per minute",null,1]
["Water Supply","Filter","Infiltration Trench","Filter Media","Material used within the Filtration System",null,"A_MTLFLM",1]
["Water Supply","Filter","Infiltration Trench","Lining Material","Media used for Filteration prevention",null,"A_MTLFLL",1]
["Water Supply","Filter","Infiltration Trench","Length (mm)","Length of the Filtration System (If not circular)","Millimetres",null,1]
["Water Supply","Filter","Infiltration Trench","Width (mm)","Width of the Filtration System (If not circular)","Millimetres",null,1]
["Water Supply","Filter","Infiltration Trench","Depth (mm)","Average depth of the Filtration System","Millimetres",null,1]
["Water Supply","Filter","Infiltration Trench","Infiltration (L/min)","Rate of Infiltration through the Media","Litres per minute",null,1]
["Wastewater","Filter","Infiltration Trench","Filter Media","Material used within the Filtration System",null,"A_MTLFLM",1]
["Wastewater","Filter","Infiltration Trench","Lining Material","Media used for Filteration prevention",null,"A_MTLFLL",1]
["Wastewater","Filter","Infiltration Trench","Length (mm)","Length of the Filtration System (If not circular)","Millimetres",null,1]
["Wastewater","Filter","Infiltration Trench","Width (mm)","Width of the Filtration System (If not circular)","Millimetres",null,1]
["Wastewater","Filter","Infiltration Trench","Depth (mm)","Average depth of the Filtration System","Millimetres",null,1]
["Wastewater","Filter","Infiltration Trench","Infiltration (L/min)","Rate of Infiltration through the Media","Litres per minute",null,1]
["Irrigation","Filter","Inline Strainer","Filter Media","Material used within the Filtration System",null,"A_MTLFLM",1]
["Irrigation","Filter","Inline Strainer","Length (mm)","Length of the Filtration System (If not circular)","Millimetres",null,1]
["Irrigation","Filter","Inline Strainer","Width (mm)","Width of the Filtration System (If not circular)","Millimetres",null,1]
["Irrigation","Filter","Inline Strainer","Diameter (mm)","Diameter of the Filter System","Millimetres",null,1]
["Stockwater","Filter","Inline Strainer","Filter Media","Material used within the Filtration System",null,"A_MTLFLM",1]
["Stockwater","Filter","Inline Strainer","Length (mm)","Length of the Filtration System (If not circular)","Millimetres",null,1]
["Stockwater","Filter","Inline Strainer","Width (mm)","Width of the Filtration System (If not circular)","Millimetres",null,1]
["Stockwater","Filter","Inline Strainer","Diameter (mm)","Diameter of the Filter System","Millimetres",null,1]
["Stormwater","Filter","Inline Strainer","Filter Media","Material used within the Filtration System",null,"A_MTLFLM",1]
["Stormwater","Filter","Inline Strainer","Length (mm)","Length of the Filtration System (If not circular)","Millimetres",null,1]
["Stormwater","Filter","Inline Strainer","Width (mm)","Width of the Filtration System (If not circular)","Millimetres",null,1]
["Stormwater","Filter","Inline Strainer","Diameter (mm)","Diameter of the Filter System","Millimetres",null,1]
["Water Supply","Filter","Inline Strainer","Filter Media","Material used within the Filtration System",null,"A_MTLFLM",1]
["Water Supply","Filter","Inline Strainer","Length (mm)","Length of the Filtration System (If not circular)","Millimetres",null,1]
["Water Supply","Filter","Inline Strainer","Width (mm)","Width of the Filtration System (If not circular)","Millimetres",null,1]
["Water Supply","Filter","Inline Strainer","Diameter (mm)","Diameter of the Filter System","Millimetres",null,1]
["Wastewater","Filter","Inline Strainer","Filter Media","Material used within the Filtration System",null,"A_MTLFLM",1]
["Wastewater","Filter","Inline Strainer","Length (mm)","Length of the Filtration System (If not circular)","Millimetres",null,1]
["Wastewater","Filter","Inline Strainer","Width (mm)","Width of the Filtration System (If not circular)","Millimetres",null,1]
["Wastewater","Filter","Inline Strainer","Diameter (mm)","Diameter of the Filter System","Millimetres",null,1]
["Water Supply","Filter","Inline Strainer","Manufacturer","Name of the manufacturer",null,null,1]
["Water Supply","Filter","Inline Strainer","Model","Name of the manufacturer model",null,null,1]
["Irrigation","Filter","Inline Strainer","Manufacturer","Name of the manufacturer",null,null,1]
["Irrigation","Filter","Inline Strainer","Model","Name of the manufacturer model",null,null,1]
["Stockwater","Filter","Inline Strainer","Manufacturer","Name of the manufacturer",null,null,1]
["Stockwater","Filter","Inline Strainer","Model","Name of the manufacturer model",null,null,1]
["Wastewater","Filter","Inline Strainer","Manufacturer","Name of the manufacturer",null,null,1]
["Wastewater","Filter","Inline Strainer","Model","Name of the manufacturer model",null,null,1]
["Stormwater","Filter","Inline Strainer","Manufacturer","Name of the manufacturer",null,null,1]
["Stormwater","Filter","Inline Strainer","Model","Name of the manufacturer model",null,null,1]
["Irrigation","Chamber","Inspection Point","Material","Material used to manufacture the Asset",null,"A_MTLTNK",1]
["Irrigation","Chamber","Inspection Point","Construction Method","Construction method used to form the Asset",null,"A_MTHSTR",1]
["Irrigation","Chamber","Inspection Point","Chamber Shape","Preformed shape of the Asset",null,"A_SHPCMB",1]
["Irrigation","Chamber","Inspection Point","Lid Type","Asset category type",null,"A_TYPLID",1]
["Irrigation","Chamber","Inspection Point","Lid Material","Material used to manufacture the Asset",null,"A_MTLLID",1]
["Irrigation","Chamber","Inspection Point","Lid Shape","Physical shape of the Asset",null,"A_SHPLID",1]
["Irrigation","Chamber","Inspection Point","Lid Fixing","Fixing mechanism used to secure the Asset",null,"A_FIXLID",1]
["Irrigation","Chamber","Inspection Point","Lid Security","Security measures to prevent accessibility into the Asset",null,"A_SCRLID",1]
["Irrigation","Chamber","Inspection Point","Lid Class","Weight Classification Category designated for the required trafficking on the Asset",null,"A_CLSLID",1]
["Irrigation","Chamber","Inspection Point","Diameter (m)","Internal Diameter of the Asset (if not rectangular)","Metres",null,1]
["Irrigation","Chamber","Inspection Point","Length (m)","Internal length of the Asset (if not circular)","Metres",null,1]
["Irrigation","Chamber","Inspection Point","Width (m)","Internal Width Of The Asset (if not circular) ","Metres",null,1]
["Irrigation","Chamber","Inspection Point","Depth (m)","Internal distance between the lid level of the Chamber and the base","Metres",null,1]
["Irrigation","Chamber","Inspection Point","Lid RL (m)","Level of the centre of the top of the Asset (in terms of a R.L)","Metres",null,1]
["Irrigation","Chamber","Inspection Point","Base RL (m)","Level on the internal base floor of the Asset (in terms of a R.L)","Metres",null,1]
["Irrigation","Chamber","Inspection Point","Lid Diameter (mm)","External diameter of the Asset (if not rectangular)","Millimetres",null,1]
["Irrigation","Chamber","Inspection Point","Lid Length (mm)","External length of the Asset (if not circular)","Millimetres",null,1]
["Irrigation","Chamber","Inspection Point","Lid Width (mm)","External width of the Asset (if not circular)","Millimetres",null,1]
["Stockwater","Chamber","Inspection Point","Material","Material used to manufacture the Asset",null,"A_MTLTNK",1]
["Stockwater","Chamber","Inspection Point","Construction Method","Construction method used to form the Asset",null,"A_MTHSTR",1]
["Stockwater","Chamber","Inspection Point","Chamber Shape","Preformed shape of the Asset",null,"A_SHPCMB",1]
["Stockwater","Chamber","Inspection Point","Lid Type","Asset category type",null,"A_TYPLID",1]
["Stockwater","Chamber","Inspection Point","Lid Material","Material used to manufacture the Asset",null,"A_MTLLID",1]
["Stockwater","Chamber","Inspection Point","Lid Shape","Physical shape of the Asset",null,"A_SHPLID",1]
["Stockwater","Chamber","Inspection Point","Lid Fixing","Fixing mechanism used to secure the Asset",null,"A_FIXLID",1]
["Stockwater","Chamber","Inspection Point","Lid Security","Security measures to prevent accessibility into the Asset",null,"A_SCRLID",1]
["Stockwater","Chamber","Inspection Point","Lid Class","Weight Classification Category designated for the required trafficking on the Asset",null,"A_CLSLID",1]
["Stockwater","Chamber","Inspection Point","Diameter (m)","Internal Diameter of the Asset (if not rectangular)","Metres",null,1]
["Stockwater","Chamber","Inspection Point","Length (m)","Internal length of the Asset (if not circular)","Metres",null,1]
["Stockwater","Chamber","Inspection Point","Width (m)","Internal Width Of The Asset (if not circular) ","Metres",null,1]
["Stockwater","Chamber","Inspection Point","Depth (m)","Internal distance between the lid level of the Chamber and the base","Metres",null,1]
["Stockwater","Chamber","Inspection Point","Lid RL (m)","Level of the centre of the top of the Asset (in terms of a R.L)","Metres",null,1]
["Stockwater","Chamber","Inspection Point","Base RL (m)","Level on the internal base floor of the Asset (in terms of a R.L)","Metres",null,1]
["Stockwater","Chamber","Inspection Point","Lid Diameter (mm)","External diameter of the Asset (if not rectangular)","Millimetres",null,1]
["Stockwater","Chamber","Inspection Point","Lid Length (mm)","External length of the Asset (if not circular)","Millimetres",null,1]
["Stockwater","Chamber","Inspection Point","Lid Width (mm)","External width of the Asset (if not circular)","Millimetres",null,1]
["Stormwater","Chamber","Inspection Point","Material","Material used to manufacture the Asset",null,"A_MTLTNK",1]
["Stormwater","Chamber","Inspection Point","Construction Method","Construction method used to form the Asset",null,"A_MTHSTR",1]
["Stormwater","Chamber","Inspection Point","Chamber Shape","Preformed shape of the Asset",null,"A_SHPCMB",1]
["Stormwater","Chamber","Inspection Point","Lid Type","Asset category type",null,"A_TYPLID",1]
["Stormwater","Chamber","Inspection Point","Lid Material","Material used to manufacture the Asset",null,"A_MTLLID",1]
["Stormwater","Chamber","Inspection Point","Lid Shape","Physical shape of the Asset",null,"A_SHPLID",1]
["Stormwater","Chamber","Inspection Point","Lid Fixing","Fixing mechanism used to secure the Asset",null,"A_FIXLID",1]
["Stormwater","Chamber","Inspection Point","Lid Security","Security measures to prevent accessibility into the Asset",null,"A_SCRLID",1]
["Stormwater","Chamber","Inspection Point","Lid Class","Weight Classification Category designated for the required trafficking on the Asset",null,"A_CLSLID",1]
["Stormwater","Chamber","Inspection Point","Diameter (m)","Internal Diameter of the Asset (if not rectangular)","Metres",null,1]
["Stormwater","Chamber","Inspection Point","Length (m)","Internal length of the Asset (if not circular)","Metres",null,1]
["Stormwater","Chamber","Inspection Point","Width (m)","Internal Width Of The Asset (if not circular) ","Metres",null,1]
["Stormwater","Chamber","Inspection Point","Depth (m)","Internal distance between the lid level of the Chamber and the base","Metres",null,1]
["Stormwater","Chamber","Inspection Point","Lid RL (m)","Level of the centre of the top of the Asset (in terms of a R.L)","Metres",null,1]
["Stormwater","Chamber","Inspection Point","Base RL (m)","Level on the internal base floor of the Asset (in terms of a R.L)","Metres",null,1]
["Stormwater","Chamber","Inspection Point","Lid Diameter (mm)","External diameter of the Asset (if not rectangular)","Millimetres",null,1]
["Stormwater","Chamber","Inspection Point","Lid Length (mm)","External length of the Asset (if not circular)","Millimetres",null,1]
["Stormwater","Chamber","Inspection Point","Lid Width (mm)","External width of the Asset (if not circular)","Millimetres",null,1]
["Water Supply","Chamber","Inspection Point","Material","Material used to manufacture the Asset",null,"A_MTLTNK",1]
["Water Supply","Chamber","Inspection Point","Construction Method","Construction method used to form the Asset",null,"A_MTHSTR",1]
["Water Supply","Chamber","Inspection Point","Chamber Shape","Preformed shape of the Asset",null,"A_SHPCMB",1]
["Water Supply","Chamber","Inspection Point","Lid Type","Asset category type",null,"A_TYPLID",1]
["Water Supply","Chamber","Inspection Point","Lid Material","Material used to manufacture the Asset",null,"A_MTLLID",1]
["Water Supply","Chamber","Inspection Point","Lid Shape","Physical shape of the Asset",null,"A_SHPLID",1]
["Water Supply","Chamber","Inspection Point","Lid Fixing","Fixing mechanism used to secure the Asset",null,"A_FIXLID",1]
["Water Supply","Chamber","Inspection Point","Lid Security","Security measures to prevent accessibility into the Asset",null,"A_SCRLID",1]
["Water Supply","Chamber","Inspection Point","Lid Class","Weight Classification Category designated for the required trafficking on the Asset",null,"A_CLSLID",1]
["Water Supply","Chamber","Inspection Point","Diameter (m)","Internal Diameter of the Asset (if not rectangular)","Metres",null,1]
["Water Supply","Chamber","Inspection Point","Length (m)","Internal length of the Asset (if not circular)","Metres",null,1]
["Water Supply","Chamber","Inspection Point","Width (m)","Internal Width Of The Asset (if not circular) ","Metres",null,1]
["Water Supply","Chamber","Inspection Point","Depth (m)","Internal distance between the lid level of the Chamber and the base","Metres",null,1]
["Water Supply","Chamber","Inspection Point","Lid RL (m)","Level of the centre of the top of the Asset (in terms of a R.L)","Metres",null,1]
["Water Supply","Chamber","Inspection Point","Base RL (m)","Level on the internal base floor of the Asset (in terms of a R.L)","Metres",null,1]
["Water Supply","Chamber","Inspection Point","Lid Diameter (mm)","External diameter of the Asset (if not rectangular)","Millimetres",null,1]
["Water Supply","Chamber","Inspection Point","Lid Length (mm)","External length of the Asset (if not circular)","Millimetres",null,1]
["Water Supply","Chamber","Inspection Point","Lid Width (mm)","External width of the Asset (if not circular)","Millimetres",null,1]
["Wastewater","Chamber","Inspection Point","Material","Material used to manufacture the Asset",null,"A_MTLTNK",1]
["Wastewater","Chamber","Inspection Point","Construction Method","Construction method used to form the Asset",null,"A_MTHSTR",1]
["Wastewater","Chamber","Inspection Point","Chamber Shape","Preformed shape of the Asset",null,"A_SHPCMB",1]
["Wastewater","Chamber","Inspection Point","Lid Type","Asset category type",null,"A_TYPLID",1]
["Wastewater","Chamber","Inspection Point","Lid Material","Material used to manufacture the Asset",null,"A_MTLLID",1]
["Wastewater","Chamber","Inspection Point","Lid Shape","Physical shape of the Asset",null,"A_SHPLID",1]
["Wastewater","Chamber","Inspection Point","Lid Fixing","Fixing mechanism used to secure the Asset",null,"A_FIXLID",1]
["Wastewater","Chamber","Inspection Point","Lid Security","Security measures to prevent accessibility into the Asset",null,"A_SCRLID",1]
["Wastewater","Chamber","Inspection Point","Lid Class","Weight Classification Category designated for the required trafficking on the Asset",null,"A_CLSLID",1]
["Wastewater","Chamber","Inspection Point","Diameter (m)","Internal Diameter of the Asset (if not rectangular)","Metres",null,1]
["Wastewater","Chamber","Inspection Point","Length (m)","Internal length of the Asset (if not circular)","Metres",null,1]
["Wastewater","Chamber","Inspection Point","Width (m)","Internal Width Of The Asset (if not circular) ","Metres",null,1]
["Wastewater","Chamber","Inspection Point","Depth (m)","Internal distance between the lid level of the Chamber and the base","Metres",null,1]
["Wastewater","Chamber","Inspection Point","Lid RL (m)","Level of the centre of the top of the Asset (in terms of a R.L)","Metres",null,1]
["Wastewater","Chamber","Inspection Point","Base RL (m)","Level on the internal base floor of the Asset (in terms of a R.L)","Metres",null,1]
["Wastewater","Chamber","Inspection Point","Lid Diameter (mm)","External diameter of the Asset (if not rectangular)","Millimetres",null,1]
["Wastewater","Chamber","Inspection Point","Lid Length (mm)","External length of the Asset (if not circular)","Millimetres",null,1]
["Wastewater","Chamber","Inspection Point","Lid Width (mm)","External width of the Asset (if not circular)","Millimetres",null,1]
["Water Supply","Chamber","Inspection Point","Manufacturer","Name of the manufacturer",null,null,1]
["Water Supply","Chamber","Inspection Point","Model","Name of the manufacturer model",null,null,1]
["Wastewater","Chamber","Inspection Point","Manufacturer","Name of the manufacturer",null,null,1]
["Wastewater","Chamber","Inspection Point","Model","Name of the manufacturer model",null,null,1]
["Irrigation","Chamber","Inspection Point","Manufacturer","Name of the manufacturer",null,null,1]
["Irrigation","Chamber","Inspection Point","Model","Name of the manufacturer model",null,null,1]
["Stockwater","Chamber","Inspection Point","Manufacturer","Name of the manufacturer",null,null,1]
["Stockwater","Chamber","Inspection Point","Model","Name of the manufacturer model",null,null,1]
["Stormwater","Chamber","Inspection Point","Manufacturer","Name of the manufacturer",null,null,1]
["Stormwater","Chamber","Inspection Point","Model","Name of the manufacturer model",null,null,1]
["Irrigation","Valve","Isolation Valve","Locality","Physical location of the Asset ",null,"A_POSVRS",1]
["Irrigation","Valve","Isolation Valve","Valve State","The normal operational state of the Asset.",null,"A_STTVLV",1]
["Irrigation","Valve","Isolation Valve","Valve Type","Type of  Asset",null,"A_TYPVLV",1]
["Irrigation","Valve","Isolation Valve","Close Direction","Direction to turn to close the Asset",null,"A_DIRVLV",1]
["Irrigation","Valve","Isolation Valve","Diameter (mm)","Nominal diameter of the Asset (Internal diameter unless external diameter is nominated as industry standard)","Millimetres",null,1]
["Irrigation","Valve","Isolation Valve","Valve Top RL (m)","Level at the top of the Valve (in terms of a R.L) Refer technical chapter for each asset type","Metres",null,1]
["Irrigation","Valve","Isolation Valve","Rated Pressure (kPa)","Pressure class as specified by Manufacturer","Kilopascals",null,1]
["Stockwater","Valve","Isolation Valve","Locality","Physical location of the Asset ",null,"A_POSVRS",1]
["Stockwater","Valve","Isolation Valve","Valve State","The normal operational state of the Asset.",null,"A_STTVLV",1]
["Stockwater","Valve","Isolation Valve","Valve Type","Type of  Asset",null,"A_TYPVLV",1]
["Stockwater","Valve","Isolation Valve","Close Direction","Direction to turn to close the Asset",null,"A_DIRVLV",1]
["Stockwater","Valve","Isolation Valve","Diameter (mm)","Nominal diameter of the Asset (Internal diameter unless external diameter is nominated as industry standard)","Millimetres",null,1]
["Stockwater","Valve","Isolation Valve","Valve Top RL (m)","Level at the top of the Valve (in terms of a R.L) Refer technical chapter for each asset type","Metres",null,1]
["Stockwater","Valve","Isolation Valve","Rated Pressure (kPa)","Pressure class as specified by Manufacturer","Kilopascals",null,1]
["Stormwater","Valve","Isolation Valve","Locality","Physical location of the Asset ",null,"A_POSVRS",1]
["Stormwater","Valve","Isolation Valve","Valve State","The normal operational state of the Asset.",null,"A_STTVLV",1]
["Stormwater","Valve","Isolation Valve","Valve Type","Type of  Asset",null,"A_TYPVLV",1]
["Stormwater","Valve","Isolation Valve","Close Direction","Direction to turn to close the Asset",null,"A_DIRVLV",1]
["Stormwater","Valve","Isolation Valve","Diameter (mm)","Nominal diameter of the Asset (Internal diameter unless external diameter is nominated as industry standard)","Millimetres",null,1]
["Stormwater","Valve","Isolation Valve","Valve Top RL (m)","Level at the top of the Valve (in terms of a R.L) Refer technical chapter for each asset type","Metres",null,1]
["Stormwater","Valve","Isolation Valve","Rated Pressure (kPa)","Pressure class as specified by Manufacturer","Kilopascals",null,1]
["Water Supply","Valve","Isolation Valve","Locality","Physical location of the Asset ",null,"A_POSVRS",1]
["Water Supply","Valve","Isolation Valve","Valve State","The normal operational state of the Asset.",null,"A_STTVLV",1]
["Water Supply","Valve","Isolation Valve","Valve Type","Type of  Asset",null,"A_TYPVLV",1]
["Water Supply","Valve","Isolation Valve","Close Direction","Direction to turn to close the Asset",null,"A_DIRVLV",1]
["Water Supply","Valve","Isolation Valve","Diameter (mm)","Nominal diameter of the Asset (Internal diameter unless external diameter is nominated as industry standard)","Millimetres",null,1]
["Water Supply","Valve","Isolation Valve","Valve Top RL (m)","Level at the top of the Valve (in terms of a R.L) Refer technical chapter for each asset type","Metres",null,1]
["Water Supply","Valve","Isolation Valve","Rated Pressure (kPa)","Pressure class as specified by Manufacturer","Kilopascals",null,1]
["Wastewater","Valve","Isolation Valve","Locality","Physical location of the Asset ",null,"A_POSVRS",1]
["Wastewater","Valve","Isolation Valve","Valve State","The normal operational state of the Asset.",null,"A_STTVLV",1]
["Wastewater","Valve","Isolation Valve","Valve Type","Type of  Asset",null,"A_TYPVLV",1]
["Wastewater","Valve","Isolation Valve","Close Direction","Direction to turn to close the Asset",null,"A_DIRVLV",1]
["Wastewater","Valve","Isolation Valve","Diameter (mm)","Nominal diameter of the Asset (Internal diameter unless external diameter is nominated as industry standard)","Millimetres",null,1]
["Wastewater","Valve","Isolation Valve","Valve Top RL (m)","Level at the top of the Valve (in terms of a R.L) Refer technical chapter for each asset type","Metres",null,1]
["Wastewater","Valve","Isolation Valve","Rated Pressure (kPa)","Pressure class as specified by Manufacturer","Kilopascals",null,1]
["Water Supply","Valve","Isolation Valve","Manufacturer","Name of the manufacturer",null,null,1]
["Water Supply","Valve","Isolation Valve","Model","Name of the manufacturer model",null,null,1]
["Irrigation","Valve","Isolation Valve","Manufacturer","Name of the manufacturer",null,null,1]
["Irrigation","Valve","Isolation Valve","Model","Name of the manufacturer model",null,null,1]
["Stockwater","Valve","Isolation Valve","Manufacturer","Name of the manufacturer",null,null,1]
["Stockwater","Valve","Isolation Valve","Model","Name of the manufacturer model",null,null,1]
["Wastewater","Valve","Isolation Valve","Manufacturer","Name of the manufacturer",null,null,1]
["Wastewater","Valve","Isolation Valve","Model","Name of the manufacturer model",null,null,1]
["Stormwater","Valve","Isolation Valve","Manufacturer","Name of the manufacturer",null,null,1]
["Stormwater","Valve","Isolation Valve","Model","Name of the manufacturer model",null,null,1]
["Irrigation","Site Services","Ladder","Material","Material used to manufacture the Asset",null,"A_MTLCHT",1]
["Irrigation","Site Services","Ladder","Height (m)","Total Height of the Asset from base to top","Metres",null,1]
["Irrigation","Site Services","Ladder","Max Rated Load (kN)","Approved Safe Working Load of the Asset","Kilonewtons",null,1]
["Stockwater","Site Services","Ladder","Material","Material used to manufacture the Asset",null,"A_MTLCHT",1]
["Stockwater","Site Services","Ladder","Height (m)","Total Height of the Asset from base to top","Metres",null,1]
["Stockwater","Site Services","Ladder","Max Rated Load (kN)","Approved Safe Working Load of the Asset","Kilonewtons",null,1]
["Stormwater","Site Services","Ladder","Material","Material used to manufacture the Asset",null,"A_MTLCHT",1]
["Stormwater","Site Services","Ladder","Height (m)","Total Height of the Asset from base to top","Metres",null,1]
["Stormwater","Site Services","Ladder","Max Rated Load (kN)","Approved Safe Working Load of the Asset","Kilonewtons",null,1]
["Water Supply","Site Services","Ladder","Material","Material used to manufacture the Asset",null,"A_MTLCHT",1]
["Water Supply","Site Services","Ladder","Height (m)","Total Height of the Asset from base to top","Metres",null,1]
["Water Supply","Site Services","Ladder","Max Rated Load (kN)","Approved Safe Working Load of the Asset","Kilonewtons",null,1]
["Wastewater","Site Services","Ladder","Material","Material used to manufacture the Asset",null,"A_MTLCHT",1]
["Wastewater","Site Services","Ladder","Height (m)","Total Height of the Asset from base to top","Metres",null,1]
["Wastewater","Site Services","Ladder","Max Rated Load (kN)","Approved Safe Working Load of the Asset","Kilonewtons",null,1]
["Irrigation","Instrument","Level Sensor","Input Voltage (V)","To define the rated Supply Voltage","Volts","A_CLSVLT",1]
["Irrigation","Instrument","Level Sensor","Locality","Physical location of the Asset",null,"A_POSVRS",1]
["Irrigation","Instrument","Level Sensor","Monitoring Type","Method used for monitoring, recording and reporting of data",null,"A_MTHMNT",1]
["Irrigation","Instrument","Level Sensor","Sensor Datum","Physical location at which the measurement was recorded",null,"A_POSSNS",1]
["Irrigation","Instrument","Level Sensor","Calibration Agent",null,null,null,1]
["Irrigation","Instrument","Level Sensor","Calibration Number",null,null,null,1]
["Irrigation","Instrument","Level Sensor","Calibration Exp Date",null,null,null,1]
["Irrigation","Instrument","Level Sensor","Depth To Datum (m)","Distance between the Sensor Position and the Sensor Datum","Metres",null,1]
["Stockwater","Instrument","Level Sensor","Input Voltage (V)","To define the rated Supply Voltage","Volts","A_CLSVLT",1]
["Stockwater","Instrument","Level Sensor","Locality","Physical location of the Asset",null,"A_POSVRS",1]
["Stockwater","Instrument","Level Sensor","Monitoring Type","Method used for monitoring, recording and reporting of data",null,"A_MTHMNT",1]
["Stockwater","Instrument","Level Sensor","Sensor Datum","Physical location at which the measurement was recorded",null,"A_POSSNS",1]
["Stockwater","Instrument","Level Sensor","Calibration Agent",null,null,null,1]
["Stockwater","Instrument","Level Sensor","Calibration Number",null,null,null,1]
["Stockwater","Instrument","Level Sensor","Calibration Exp Date",null,null,null,1]
["Stockwater","Instrument","Level Sensor","Depth To Datum (m)","Distance between the Sensor Position and the Sensor Datum","Metres",null,1]
["Stormwater","Instrument","Level Sensor","Input Voltage (V)","To define the rated Supply Voltage","Volts","A_CLSVLT",1]
["Stormwater","Instrument","Level Sensor","Locality","Physical location of the Asset",null,"A_POSVRS",1]
["Stormwater","Instrument","Level Sensor","Monitoring Type","Method used for monitoring, recording and reporting of data",null,"A_MTHMNT",1]
["Stormwater","Instrument","Level Sensor","Sensor Datum","Physical location at which the measurement was recorded",null,"A_POSSNS",1]
["Stormwater","Instrument","Level Sensor","Calibration Agent",null,null,null,1]
["Stormwater","Instrument","Level Sensor","Calibration Number",null,null,null,1]
["Stormwater","Instrument","Level Sensor","Calibration Exp Date",null,null,null,1]
["Stormwater","Instrument","Level Sensor","Depth To Datum (m)","Distance between the Sensor Position and the Sensor Datum","Metres",null,1]
["Water Supply","Instrument","Level Sensor","Input Voltage (V)","To define the rated Supply Voltage","Volts","A_CLSVLT",1]
["Water Supply","Instrument","Level Sensor","Locality","Physical location of the Asset",null,"A_POSVRS",1]
["Water Supply","Instrument","Level Sensor","Monitoring Type","Method used for monitoring, recording and reporting of data",null,"A_MTHMNT",1]
["Water Supply","Instrument","Level Sensor","Sensor Datum","Physical location at which the measurement was recorded",null,"A_POSSNS",1]
["Water Supply","Instrument","Level Sensor","Calibration Agent",null,null,null,1]
["Water Supply","Instrument","Level Sensor","Calibration Number",null,null,null,1]
["Water Supply","Instrument","Level Sensor","Calibration Exp Date",null,null,null,1]
["Water Supply","Instrument","Level Sensor","Depth To Datum (m)","Distance between the Sensor Position and the Sensor Datum","Metres",null,1]
["Wastewater","Instrument","Level Sensor","Input Voltage (V)","To define the rated Supply Voltage","Volts","A_CLSVLT",1]
["Wastewater","Instrument","Level Sensor","Locality","Physical location of the Asset",null,"A_POSVRS",1]
["Wastewater","Instrument","Level Sensor","Monitoring Type","Method used for monitoring, recording and reporting of data",null,"A_MTHMNT",1]
["Wastewater","Instrument","Level Sensor","Sensor Datum","Physical location at which the measurement was recorded",null,"A_POSSNS",1]
["Wastewater","Instrument","Level Sensor","Calibration Agent",null,null,null,1]
["Wastewater","Instrument","Level Sensor","Calibration Number",null,null,null,1]
["Wastewater","Instrument","Level Sensor","Calibration Exp Date",null,null,null,1]
["Wastewater","Instrument","Level Sensor","Depth To Datum (m)","Distance between the Sensor Position and the Sensor Datum","Metres",null,1]
["Water Supply","Instrument","Level Sensor","Manufacturer","Name of the manufacturer",null,null,1]
["Water Supply","Instrument","Level Sensor","Model","Name of the manufacturer model",null,null,1]
["Water Supply","Instrument","Level Sensor","Serial Number","Identification code supplied by the manufacturer",null,null,1]
["Water Supply","Instrument","Level Sensor","Warranty Expiry Date","Expiry date of the warranty period",null,null,1]
["Stormwater","Instrument","Level Sensor","Manufacturer","Name of the manufacturer",null,null,1]
["Stormwater","Instrument","Level Sensor","Model","Name of the manufacturer model",null,null,1]
["Stormwater","Instrument","Level Sensor","Serial Number","Identification code supplied by the manufacturer",null,null,1]
["Stormwater","Instrument","Level Sensor","Warranty Expiry Date","Expiry date of the warranty period",null,null,1]
["Wastewater","Instrument","Level Sensor","Manufacturer","Name of the manufacturer",null,null,1]
["Wastewater","Instrument","Level Sensor","Model","Name of the manufacturer model",null,null,1]
["Wastewater","Instrument","Level Sensor","Serial Number","Identification code supplied by the manufacturer",null,null,1]
["Wastewater","Instrument","Level Sensor","Warranty Expiry Date","Expiry date of the warranty period",null,null,1]
["Stockwater","Instrument","Level Sensor","Manufacturer","Name of the manufacturer",null,null,1]
["Stockwater","Instrument","Level Sensor","Model","Name of the manufacturer model",null,null,1]
["Stockwater","Instrument","Level Sensor","Serial Number","Identification code supplied by the manufacturer",null,null,1]
["Stockwater","Instrument","Level Sensor","Warranty Expiry Date","Expiry date of the warranty period",null,null,1]
["Irrigation","Instrument","Level Sensor","Manufacturer","Name of the manufacturer",null,null,1]
["Irrigation","Instrument","Level Sensor","Model","Name of the manufacturer model",null,null,1]
["Irrigation","Instrument","Level Sensor","Serial Number","Identification code supplied by the manufacturer",null,null,1]
["Irrigation","Instrument","Level Sensor","Warranty Expiry Date","Expiry date of the warranty period",null,null,1]
["Irrigation","Instrument","Level Switch","Input Voltage (V)","To define the rated Supply Voltage","Volts","A_CLSVLT",1]
["Irrigation","Instrument","Level Switch","Locality","Physical location of the Asset",null,"A_POSVRS",1]
["Irrigation","Instrument","Level Switch","Monitoring Type","Method used for monitoring, recording and reporting of data",null,"A_MTHMNT",1]
["Irrigation","Instrument","Level Switch","Calibration Agent",null,null,null,1]
["Irrigation","Instrument","Level Switch","Calibration Number",null,null,null,1]
["Irrigation","Instrument","Level Switch","Calibration Exp Date",null,null,null,1]
["Stockwater","Instrument","Level Switch","Input Voltage (V)","To define the rated Supply Voltage","Volts","A_CLSVLT",1]
["Stockwater","Instrument","Level Switch","Locality","Physical location of the Asset",null,"A_POSVRS",1]
["Stockwater","Instrument","Level Switch","Monitoring Type","Method used for monitoring, recording and reporting of data",null,"A_MTHMNT",1]
["Stockwater","Instrument","Level Switch","Calibration Agent",null,null,null,1]
["Stockwater","Instrument","Level Switch","Calibration Number",null,null,null,1]
["Stockwater","Instrument","Level Switch","Calibration Exp Date",null,null,null,1]
["Stormwater","Instrument","Level Switch","Input Voltage (V)","To define the rated Supply Voltage","Volts","A_CLSVLT",1]
["Stormwater","Instrument","Level Switch","Locality","Physical location of the Asset",null,"A_POSVRS",1]
["Stormwater","Instrument","Level Switch","Monitoring Type","Method used for monitoring, recording and reporting of data",null,"A_MTHMNT",1]
["Stormwater","Instrument","Level Switch","Calibration Agent",null,null,null,1]
["Stormwater","Instrument","Level Switch","Calibration Number",null,null,null,1]
["Stormwater","Instrument","Level Switch","Calibration Exp Date",null,null,null,1]
["Water Supply","Instrument","Level Switch","Input Voltage (V)","To define the rated Supply Voltage","Volts","A_CLSVLT",1]
["Water Supply","Instrument","Level Switch","Locality","Physical location of the Asset",null,"A_POSVRS",1]
["Water Supply","Instrument","Level Switch","Monitoring Type","Method used for monitoring, recording and reporting of data",null,"A_MTHMNT",1]
["Water Supply","Instrument","Level Switch","Calibration Agent",null,null,null,1]
["Water Supply","Instrument","Level Switch","Calibration Number",null,null,null,1]
["Water Supply","Instrument","Level Switch","Calibration Exp Date",null,null,null,1]
["Wastewater","Instrument","Level Switch","Input Voltage (V)","To define the rated Supply Voltage","Volts","A_CLSVLT",1]
["Wastewater","Instrument","Level Switch","Locality","Physical location of the Asset",null,"A_POSVRS",1]
["Wastewater","Instrument","Level Switch","Monitoring Type","Method used for monitoring, recording and reporting of data",null,"A_MTHMNT",1]
["Wastewater","Instrument","Level Switch","Calibration Agent",null,null,null,1]
["Wastewater","Instrument","Level Switch","Calibration Number",null,null,null,1]
["Wastewater","Instrument","Level Switch","Calibration Exp Date",null,null,null,1]
["Water Supply","Instrument","Level Switch","Manufacturer","Name of the manufacturer",null,null,1]
["Water Supply","Instrument","Level Switch","Model","Name of the manufacturer model",null,null,1]
["Water Supply","Instrument","Level Switch","Serial Number","Identification code supplied by the manufacturer",null,null,1]
["Water Supply","Instrument","Level Switch","Warranty Expiry Date","Expiry date of the warranty period",null,null,1]
["Stormwater","Instrument","Level Switch","Manufacturer","Name of the manufacturer",null,null,1]
["Stormwater","Instrument","Level Switch","Model","Name of the manufacturer model",null,null,1]
["Stormwater","Instrument","Level Switch","Serial Number","Identification code supplied by the manufacturer",null,null,1]
["Stormwater","Instrument","Level Switch","Warranty Expiry Date","Expiry date of the warranty period",null,null,1]
["Wastewater","Instrument","Level Switch","Manufacturer","Name of the manufacturer",null,null,1]
["Wastewater","Instrument","Level Switch","Model","Name of the manufacturer model",null,null,1]
["Wastewater","Instrument","Level Switch","Serial Number","Identification code supplied by the manufacturer",null,null,1]
["Wastewater","Instrument","Level Switch","Warranty Expiry Date","Expiry date of the warranty period",null,null,1]
["Stockwater","Instrument","Level Switch","Manufacturer","Name of the manufacturer",null,null,1]
["Stockwater","Instrument","Level Switch","Model","Name of the manufacturer model",null,null,1]
["Stockwater","Instrument","Level Switch","Serial Number","Identification code supplied by the manufacturer",null,null,1]
["Stockwater","Instrument","Level Switch","Warranty Expiry Date","Expiry date of the warranty period",null,null,1]
["Irrigation","Instrument","Level Switch","Manufacturer","Name of the manufacturer",null,null,1]
["Irrigation","Instrument","Level Switch","Model","Name of the manufacturer model",null,null,1]
["Irrigation","Instrument","Level Switch","Serial Number","Identification code supplied by the manufacturer",null,null,1]
["Irrigation","Instrument","Level Switch","Warranty Expiry Date","Expiry date of the warranty period",null,null,1]
["Irrigation","Site Services","Lifting Gantry","Material","Material used to manufacture the Asset",null,"A_MTLCHT",1]
["Irrigation","Site Services","Lifting Gantry","Height (m)","Total Height of the Asset from base to top","Metres",null,1]
["Irrigation","Site Services","Lifting Gantry","Cert Agent",null,null,null,1]
["Irrigation","Site Services","Lifting Gantry","Cert Number",null,null,null,1]
["Irrigation","Site Services","Lifting Gantry","Cert Expiry Date",null,null,null,1]
["Irrigation","Site Services","Lifting Gantry","Max Rated Load (kN)","Approved Safe Working Load of the Asset","Kilonewtons",null,1]
["Stockwater","Site Services","Lifting Gantry","Material","Material used to manufacture the Asset",null,"A_MTLCHT",1]
["Stockwater","Site Services","Lifting Gantry","Height (m)","Total Height of the Asset from base to top","Metres",null,1]
["Stockwater","Site Services","Lifting Gantry","Cert Agent",null,null,null,1]
["Stockwater","Site Services","Lifting Gantry","Cert Number",null,null,null,1]
["Stockwater","Site Services","Lifting Gantry","Cert Expiry Date",null,null,null,1]
["Stockwater","Site Services","Lifting Gantry","Max Rated Load (kN)","Approved Safe Working Load of the Asset","Kilonewtons",null,1]
["Stormwater","Site Services","Lifting Gantry","Material","Material used to manufacture the Asset",null,"A_MTLCHT",1]
["Stormwater","Site Services","Lifting Gantry","Height (m)","Total Height of the Asset from base to top","Metres",null,1]
["Stormwater","Site Services","Lifting Gantry","Cert Agent",null,null,null,1]
["Stormwater","Site Services","Lifting Gantry","Cert Number",null,null,null,1]
["Stormwater","Site Services","Lifting Gantry","Cert Expiry Date",null,null,null,1]
["Stormwater","Site Services","Lifting Gantry","Max Rated Load (kN)","Approved Safe Working Load of the Asset","Kilonewtons",null,1]
["Water Supply","Site Services","Lifting Gantry","Material","Material used to manufacture the Asset",null,"A_MTLCHT",1]
["Water Supply","Site Services","Lifting Gantry","Height (m)","Total Height of the Asset from base to top","Metres",null,1]
["Water Supply","Site Services","Lifting Gantry","Cert Agent",null,null,null,1]
["Water Supply","Site Services","Lifting Gantry","Cert Number",null,null,null,1]
["Water Supply","Site Services","Lifting Gantry","Cert Expiry Date",null,null,null,1]
["Water Supply","Site Services","Lifting Gantry","Max Rated Load (kN)","Approved Safe Working Load of the Asset","Kilonewtons",null,1]
["Wastewater","Site Services","Lifting Gantry","Material","Material used to manufacture the Asset",null,"A_MTLCHT",1]
["Wastewater","Site Services","Lifting Gantry","Height (m)","Total Height of the Asset from base to top","Metres",null,1]
["Wastewater","Site Services","Lifting Gantry","Cert Agent",null,null,null,1]
["Wastewater","Site Services","Lifting Gantry","Cert Number",null,null,null,1]
["Wastewater","Site Services","Lifting Gantry","Cert Expiry Date",null,null,null,1]
["Wastewater","Site Services","Lifting Gantry","Max Rated Load (kN)","Approved Safe Working Load of the Asset","Kilonewtons",null,1]
["Irrigation","Mechanical Plant","Lifting Hoist","Input Voltage (V)","The rated Supply Voltage","Volts","A_CLSVLT",1]
["Irrigation","Mechanical Plant","Lifting Hoist","Control Type","Control method used to manage the Asset",null,"A_TYPCTL",1]
["Irrigation","Mechanical Plant","Lifting Hoist","Weight (kg)","Total weight of Asset","Kilograms",null,1]
["Irrigation","Mechanical Plant","Lifting Hoist","Motor Output (kW)","Power Rating of the Asset under maximun power","Kilowatts",null,1]
["Irrigation","Mechanical Plant","Lifting Hoist","Speed (rpm)"," Operating Speed under normal operation","Revolutions per minute",null,1]
["Irrigation","Mechanical Plant","Lifting Hoist","Cert Agent",null,null,null,1]
["Irrigation","Mechanical Plant","Lifting Hoist","Cert Number",null,null,null,1]
["Irrigation","Mechanical Plant","Lifting Hoist","Cert Expiry Date",null,null,null,1]
["Irrigation","Mechanical Plant","Lifting Hoist","Max Rated Load (T)","Certified maximum rated load weight","Tonnes",null,1]
["Stockwater","Mechanical Plant","Lifting Hoist","Input Voltage (V)","The rated Supply Voltage","Volts","A_CLSVLT",1]
["Stockwater","Mechanical Plant","Lifting Hoist","Control Type","Control method used to manage the Asset",null,"A_TYPCTL",1]
["Stockwater","Mechanical Plant","Lifting Hoist","Weight (kg)","Total weight of Asset","Kilograms",null,1]
["Stockwater","Mechanical Plant","Lifting Hoist","Motor Output (kW)","Power Rating of the Asset under maximun power","Kilowatts",null,1]
["Stockwater","Mechanical Plant","Lifting Hoist","Speed (rpm)"," Operating Speed under normal operation","Revolutions per minute",null,1]
["Stockwater","Mechanical Plant","Lifting Hoist","Cert Agent",null,null,null,1]
["Stockwater","Mechanical Plant","Lifting Hoist","Cert Number",null,null,null,1]
["Stockwater","Mechanical Plant","Lifting Hoist","Cert Expiry Date",null,null,null,1]
["Stockwater","Mechanical Plant","Lifting Hoist","Max Rated Load (T)","Certified maximum rated load weight","Tonnes",null,1]
["Stormwater","Mechanical Plant","Lifting Hoist","Input Voltage (V)","The rated Supply Voltage","Volts","A_CLSVLT",1]
["Stormwater","Mechanical Plant","Lifting Hoist","Control Type","Control method used to manage the Asset",null,"A_TYPCTL",1]
["Stormwater","Mechanical Plant","Lifting Hoist","Weight (kg)","Total weight of Asset","Kilograms",null,1]
["Stormwater","Mechanical Plant","Lifting Hoist","Motor Output (kW)","Power Rating of the Asset under maximun power","Kilowatts",null,1]
["Stormwater","Mechanical Plant","Lifting Hoist","Speed (rpm)"," Operating Speed under normal operation","Revolutions per minute",null,1]
["Stormwater","Mechanical Plant","Lifting Hoist","Cert Agent",null,null,null,1]
["Stormwater","Mechanical Plant","Lifting Hoist","Cert Number",null,null,null,1]
["Stormwater","Mechanical Plant","Lifting Hoist","Cert Expiry Date",null,null,null,1]
["Stormwater","Mechanical Plant","Lifting Hoist","Max Rated Load (T)","Certified maximum rated load weight","Tonnes",null,1]
["Water Supply","Mechanical Plant","Lifting Hoist","Input Voltage (V)","The rated Supply Voltage","Volts","A_CLSVLT",1]
["Water Supply","Mechanical Plant","Lifting Hoist","Control Type","Control method used to manage the Asset",null,"A_TYPCTL",1]
["Water Supply","Mechanical Plant","Lifting Hoist","Weight (kg)","Total weight of Asset","Kilograms",null,1]
["Water Supply","Mechanical Plant","Lifting Hoist","Motor Output (kW)","Power Rating of the Asset under maximun power","Kilowatts",null,1]
["Water Supply","Mechanical Plant","Lifting Hoist","Speed (rpm)"," Operating Speed under normal operation","Revolutions per minute",null,1]
["Water Supply","Mechanical Plant","Lifting Hoist","Cert Agent",null,null,null,1]
["Water Supply","Mechanical Plant","Lifting Hoist","Cert Number",null,null,null,1]
["Water Supply","Mechanical Plant","Lifting Hoist","Cert Expiry Date",null,null,null,1]
["Water Supply","Mechanical Plant","Lifting Hoist","Max Rated Load (T)","Certified maximum rated load weight","Tonnes",null,1]
["Wastewater","Mechanical Plant","Lifting Hoist","Input Voltage (V)","The rated Supply Voltage","Volts","A_CLSVLT",1]
["Wastewater","Mechanical Plant","Lifting Hoist","Control Type","Control method used to manage the Asset",null,"A_TYPCTL",1]
["Wastewater","Mechanical Plant","Lifting Hoist","Weight (kg)","Total weight of Asset","Kilograms",null,1]
["Wastewater","Mechanical Plant","Lifting Hoist","Motor Output (kW)","Power Rating of the Asset under maximun power","Kilowatts",null,1]
["Wastewater","Mechanical Plant","Lifting Hoist","Speed (rpm)"," Operating Speed under normal operation","Revolutions per minute",null,1]
["Wastewater","Mechanical Plant","Lifting Hoist","Cert Agent",null,null,null,1]
["Wastewater","Mechanical Plant","Lifting Hoist","Cert Number",null,null,null,1]
["Wastewater","Mechanical Plant","Lifting Hoist","Cert Expiry Date",null,null,null,1]
["Wastewater","Mechanical Plant","Lifting Hoist","Max Rated Load (T)","Certified maximum rated load weight","Tonnes",null,1]
["Water Supply","Mechanical Plant","Lifting Hoist","Manufacturer","Name of the manufacturer",null,null,1]
["Water Supply","Mechanical Plant","Lifting Hoist","Model","Name of the manufacturer model",null,null,1]
["Water Supply","Mechanical Plant","Lifting Hoist","Serial Number","Identification code supplied by the manufacturer",null,null,1]
["Water Supply","Mechanical Plant","Lifting Hoist","Warranty Expiry Date","Expiry date of the warranty period",null,null,1]
["Irrigation","Mechanical Plant","Lifting Hoist","Manufacturer","Name of the manufacturer",null,null,1]
["Irrigation","Mechanical Plant","Lifting Hoist","Model","Name of the manufacturer model",null,null,1]
["Irrigation","Mechanical Plant","Lifting Hoist","Serial Number","Identification code supplied by the manufacturer",null,null,1]
["Irrigation","Mechanical Plant","Lifting Hoist","Warranty Expiry Date","Expiry date of the warranty period",null,null,1]
["Stockwater","Mechanical Plant","Lifting Hoist","Manufacturer","Name of the manufacturer",null,null,1]
["Stockwater","Mechanical Plant","Lifting Hoist","Model","Name of the manufacturer model",null,null,1]
["Stockwater","Mechanical Plant","Lifting Hoist","Serial Number","Identification code supplied by the manufacturer",null,null,1]
["Stockwater","Mechanical Plant","Lifting Hoist","Warranty Expiry Date","Expiry date of the warranty period",null,null,1]
["Wastewater","Mechanical Plant","Lifting Hoist","Manufacturer","Name of the manufacturer",null,null,1]
["Wastewater","Mechanical Plant","Lifting Hoist","Model","Name of the manufacturer model",null,null,1]
["Wastewater","Mechanical Plant","Lifting Hoist","Serial Number","Identification code supplied by the manufacturer",null,null,1]
["Wastewater","Mechanical Plant","Lifting Hoist","Warranty Expiry Date","Expiry date of the warranty period",null,null,1]
["Stormwater","Mechanical Plant","Lifting Hoist","Manufacturer","Name of the manufacturer",null,null,1]
["Stormwater","Mechanical Plant","Lifting Hoist","Model","Name of the manufacturer model",null,null,1]
["Stormwater","Mechanical Plant","Lifting Hoist","Serial Number","Identification code supplied by the manufacturer",null,null,1]
["Stormwater","Mechanical Plant","Lifting Hoist","Warranty Expiry Date","Expiry date of the warranty period",null,null,1]
["Irrigation","Site Services","Lighting","Material","Material used to manufacture the Asset",null,"A_MTLCHT",1]
["Irrigation","Site Services","Lighting","Lighting Type","Category of Lighting type installed",null,"A_USELHT",1]
["Stockwater","Site Services","Lighting","Material","Material used to manufacture the Asset",null,"A_MTLCHT",1]
["Stockwater","Site Services","Lighting","Lighting Type","Category of Lighting type installed",null,"A_USELHT",1]
["Stormwater","Site Services","Lighting","Material","Material used to manufacture the Asset",null,"A_MTLCHT",1]
["Stormwater","Site Services","Lighting","Lighting Type","Category of Lighting type installed",null,"A_USELHT",1]
["Water Supply","Site Services","Lighting","Material","Material used to manufacture the Asset",null,"A_MTLCHT",1]
["Water Supply","Site Services","Lighting","Lighting Type","Category of Lighting type installed",null,"A_USELHT",1]
["Wastewater","Site Services","Lighting","Material","Material used to manufacture the Asset",null,"A_MTLCHT",1]
["Wastewater","Site Services","Lighting","Lighting Type","Category of Lighting type installed",null,"A_USELHT",1]
["Water Supply","Site Services","Lighting","Manufacturer","Name of the manufacturer",null,null,1]
["Water Supply","Site Services","Lighting","Model","Name of the manufacturer model",null,null,1]
["Water Supply","Site Services","Lighting","Serial Number","Identification code supplied by the manufacturer",null,null,1]
["Water Supply","Site Services","Lighting","Warranty Expiry Date","Expiry date of the warranty period",null,null,1]
["Wastewater","Site Services","Lighting","Manufacturer","Name of the manufacturer",null,null,1]
["Wastewater","Site Services","Lighting","Model","Name of the manufacturer model",null,null,1]
["Wastewater","Site Services","Lighting","Serial Number","Identification code supplied by the manufacturer",null,null,1]
["Wastewater","Site Services","Lighting","Warranty Expiry Date","Expiry date of the warranty period",null,null,1]
["Stormwater","Site Services","Lighting","Manufacturer","Name of the manufacturer",null,null,1]
["Stormwater","Site Services","Lighting","Model","Name of the manufacturer model",null,null,1]
["Stormwater","Site Services","Lighting","Serial Number","Identification code supplied by the manufacturer",null,null,1]
["Stormwater","Site Services","Lighting","Warranty Expiry Date","Expiry date of the warranty period",null,null,1]
["Stockwater","Site Services","Lighting","Manufacturer","Name of the manufacturer",null,null,1]
["Stockwater","Site Services","Lighting","Model","Name of the manufacturer model",null,null,1]
["Stockwater","Site Services","Lighting","Serial Number","Identification code supplied by the manufacturer",null,null,1]
["Stockwater","Site Services","Lighting","Warranty Expiry Date","Expiry date of the warranty period",null,null,1]
["Irrigation","Site Services","Lighting","Manufacturer","Name of the manufacturer",null,null,1]
["Irrigation","Site Services","Lighting","Model","Name of the manufacturer model",null,null,1]
["Irrigation","Site Services","Lighting","Serial Number","Identification code supplied by the manufacturer",null,null,1]
["Irrigation","Site Services","Lighting","Warranty Expiry Date","Expiry date of the warranty period",null,null,1]
["Irrigation","Mechanical Plant","Lime Feeder","Input Voltage (V)","The rated Supply Voltage","Volts","A_CLSVLT",1]
["Irrigation","Mechanical Plant","Lime Feeder","Control Type","Control method used to manage the Asset",null,"A_TYPCTL",1]
["Irrigation","Mechanical Plant","Lime Feeder","Weight (kg)","Total weight of Asset","Kilograms",null,1]
["Irrigation","Mechanical Plant","Lime Feeder","Motor Output (kW)","Power Rating of the Asset under maximun power","Kilowatts",null,1]
["Irrigation","Mechanical Plant","Lime Feeder","Speed (rpm)"," Operating Speed under normal operation","Revolutions per minute",null,1]
["Stockwater","Mechanical Plant","Lime Feeder","Input Voltage (V)","The rated Supply Voltage","Volts","A_CLSVLT",1]
["Stockwater","Mechanical Plant","Lime Feeder","Control Type","Control method used to manage the Asset",null,"A_TYPCTL",1]
["Stockwater","Mechanical Plant","Lime Feeder","Weight (kg)","Total weight of Asset","Kilograms",null,1]
["Stockwater","Mechanical Plant","Lime Feeder","Motor Output (kW)","Power Rating of the Asset under maximun power","Kilowatts",null,1]
["Stockwater","Mechanical Plant","Lime Feeder","Speed (rpm)"," Operating Speed under normal operation","Revolutions per minute",null,1]
["Stormwater","Mechanical Plant","Lime Feeder","Input Voltage (V)","The rated Supply Voltage","Volts","A_CLSVLT",1]
["Stormwater","Mechanical Plant","Lime Feeder","Control Type","Control method used to manage the Asset",null,"A_TYPCTL",1]
["Stormwater","Mechanical Plant","Lime Feeder","Weight (kg)","Total weight of Asset","Kilograms",null,1]
["Stormwater","Mechanical Plant","Lime Feeder","Motor Output (kW)","Power Rating of the Asset under maximun power","Kilowatts",null,1]
["Stormwater","Mechanical Plant","Lime Feeder","Speed (rpm)"," Operating Speed under normal operation","Revolutions per minute",null,1]
["Water Supply","Mechanical Plant","Lime Feeder","Input Voltage (V)","The rated Supply Voltage","Volts","A_CLSVLT",1]
["Water Supply","Mechanical Plant","Lime Feeder","Control Type","Control method used to manage the Asset",null,"A_TYPCTL",1]
["Water Supply","Mechanical Plant","Lime Feeder","Weight (kg)","Total weight of Asset","Kilograms",null,1]
["Water Supply","Mechanical Plant","Lime Feeder","Motor Output (kW)","Power Rating of the Asset under maximun power","Kilowatts",null,1]
["Water Supply","Mechanical Plant","Lime Feeder","Speed (rpm)"," Operating Speed under normal operation","Revolutions per minute",null,1]
["Wastewater","Mechanical Plant","Lime Feeder","Input Voltage (V)","The rated Supply Voltage","Volts","A_CLSVLT",1]
["Wastewater","Mechanical Plant","Lime Feeder","Control Type","Control method used to manage the Asset",null,"A_TYPCTL",1]
["Wastewater","Mechanical Plant","Lime Feeder","Weight (kg)","Total weight of Asset","Kilograms",null,1]
["Wastewater","Mechanical Plant","Lime Feeder","Motor Output (kW)","Power Rating of the Asset under maximun power","Kilowatts",null,1]
["Wastewater","Mechanical Plant","Lime Feeder","Speed (rpm)"," Operating Speed under normal operation","Revolutions per minute",null,1]
["Water Supply","Mechanical Plant","Lime Feeder","Manufacturer","Name of the manufacturer",null,null,1]
["Water Supply","Mechanical Plant","Lime Feeder","Model","Name of the manufacturer model",null,null,1]
["Water Supply","Mechanical Plant","Lime Feeder","Serial Number","Identification code supplied by the manufacturer",null,null,1]
["Water Supply","Mechanical Plant","Lime Feeder","Warranty Expiry Date","Expiry date of the warranty period",null,null,1]
["Irrigation","Mechanical Plant","Lime Feeder","Manufacturer","Name of the manufacturer",null,null,1]
["Irrigation","Mechanical Plant","Lime Feeder","Model","Name of the manufacturer model",null,null,1]
["Irrigation","Mechanical Plant","Lime Feeder","Serial Number","Identification code supplied by the manufacturer",null,null,1]
["Irrigation","Mechanical Plant","Lime Feeder","Warranty Expiry Date","Expiry date of the warranty period",null,null,1]
["Stockwater","Mechanical Plant","Lime Feeder","Manufacturer","Name of the manufacturer",null,null,1]
["Stockwater","Mechanical Plant","Lime Feeder","Model","Name of the manufacturer model",null,null,1]
["Stockwater","Mechanical Plant","Lime Feeder","Serial Number","Identification code supplied by the manufacturer",null,null,1]
["Stockwater","Mechanical Plant","Lime Feeder","Warranty Expiry Date","Expiry date of the warranty period",null,null,1]
["Wastewater","Mechanical Plant","Lime Feeder","Manufacturer","Name of the manufacturer",null,null,1]
["Wastewater","Mechanical Plant","Lime Feeder","Model","Name of the manufacturer model",null,null,1]
["Wastewater","Mechanical Plant","Lime Feeder","Serial Number","Identification code supplied by the manufacturer",null,null,1]
["Wastewater","Mechanical Plant","Lime Feeder","Warranty Expiry Date","Expiry date of the warranty period",null,null,1]
["Stormwater","Mechanical Plant","Lime Feeder","Manufacturer","Name of the manufacturer",null,null,1]
["Stormwater","Mechanical Plant","Lime Feeder","Model","Name of the manufacturer model",null,null,1]
["Stormwater","Mechanical Plant","Lime Feeder","Serial Number","Identification code supplied by the manufacturer",null,null,1]
["Stormwater","Mechanical Plant","Lime Feeder","Warranty Expiry Date","Expiry date of the warranty period",null,null,1]
["Irrigation","Chamber","Manhole","Material","Material used to manufacture the Asset",null,"A_MTLTNK",1]
["Irrigation","Chamber","Manhole","Construction Method","Construction method used to form the Asset",null,"A_MTHSTR",1]
["Irrigation","Chamber","Manhole","Chamber Shape","Preformed shape of the Asset",null,"A_SHPCMB",1]
["Irrigation","Chamber","Manhole","Lid Type","Asset category type",null,"A_TYPLID",1]
["Irrigation","Chamber","Manhole","Lid Material","Material used to manufacture the Asset",null,"A_MTLLID",1]
["Irrigation","Chamber","Manhole","Lid Shape","Physical shape of the Asset",null,"A_SHPLID",1]
["Irrigation","Chamber","Manhole","Lid Fixing","Fixing mechanism used to secure the Asset",null,"A_FIXLID",1]
["Irrigation","Chamber","Manhole","Lid Security","Security measures to prevent accessibility into the Asset",null,"A_SCRLID",1]
["Irrigation","Chamber","Manhole","Lid Class","Weight Classification Category designated for the required trafficking on the Asset",null,"A_CLSLID",1]
["Irrigation","Chamber","Manhole","Diameter (m)","Internal Diameter of the Asset (if not rectangular)","Metres",null,1]
["Irrigation","Chamber","Manhole","Length (m)","Internal length of the Asset (if not circular)","Metres",null,1]
["Irrigation","Chamber","Manhole","Width (m)","Internal Width Of The Asset (if not circular) ","Metres",null,1]
["Irrigation","Chamber","Manhole","Depth (m)","Internal distance between the lid level of the Chamber and the base","Metres",null,1]
["Irrigation","Chamber","Manhole","Lid RL (m)","Level of the centre of the top of the Asset (in terms of a R.L)","Metres",null,1]
["Irrigation","Chamber","Manhole","Base RL (m)","Level on the internal base floor of the Asset (in terms of a R.L)","Metres",null,1]
["Irrigation","Chamber","Manhole","Lid Diameter (mm)","External diameter of the Asset (if not rectangular)","Millimetres",null,1]
["Irrigation","Chamber","Manhole","Lid Length (mm)","External length of the Asset (if not circular)","Millimetres",null,1]
["Irrigation","Chamber","Manhole","Lid Width (mm)","External width of the Asset (if not circular)","Millimetres",null,1]
["Stockwater","Chamber","Manhole","Material","Material used to manufacture the Asset",null,"A_MTLTNK",1]
["Stockwater","Chamber","Manhole","Construction Method","Construction method used to form the Asset",null,"A_MTHSTR",1]
["Stockwater","Chamber","Manhole","Chamber Shape","Preformed shape of the Asset",null,"A_SHPCMB",1]
["Stockwater","Chamber","Manhole","Lid Type","Asset category type",null,"A_TYPLID",1]
["Stockwater","Chamber","Manhole","Lid Material","Material used to manufacture the Asset",null,"A_MTLLID",1]
["Stockwater","Chamber","Manhole","Lid Shape","Physical shape of the Asset",null,"A_SHPLID",1]
["Stockwater","Chamber","Manhole","Lid Fixing","Fixing mechanism used to secure the Asset",null,"A_FIXLID",1]
["Stockwater","Chamber","Manhole","Lid Security","Security measures to prevent accessibility into the Asset",null,"A_SCRLID",1]
["Stockwater","Chamber","Manhole","Lid Class","Weight Classification Category designated for the required trafficking on the Asset",null,"A_CLSLID",1]
["Stockwater","Chamber","Manhole","Diameter (m)","Internal Diameter of the Asset (if not rectangular)","Metres",null,1]
["Stockwater","Chamber","Manhole","Length (m)","Internal length of the Asset (if not circular)","Metres",null,1]
["Stockwater","Chamber","Manhole","Width (m)","Internal Width Of The Asset (if not circular) ","Metres",null,1]
["Stockwater","Chamber","Manhole","Depth (m)","Internal distance between the lid level of the Chamber and the base","Metres",null,1]
["Stockwater","Chamber","Manhole","Lid RL (m)","Level of the centre of the top of the Asset (in terms of a R.L)","Metres",null,1]
["Stockwater","Chamber","Manhole","Base RL (m)","Level on the internal base floor of the Asset (in terms of a R.L)","Metres",null,1]
["Stockwater","Chamber","Manhole","Lid Diameter (mm)","External diameter of the Asset (if not rectangular)","Millimetres",null,1]
["Stockwater","Chamber","Manhole","Lid Length (mm)","External length of the Asset (if not circular)","Millimetres",null,1]
["Stockwater","Chamber","Manhole","Lid Width (mm)","External width of the Asset (if not circular)","Millimetres",null,1]
["Stormwater","Chamber","Manhole","Material","Material used to manufacture the Asset",null,"A_MTLTNK",1]
["Stormwater","Chamber","Manhole","Construction Method","Construction method used to form the Asset",null,"A_MTHSTR",1]
["Stormwater","Chamber","Manhole","Chamber Shape","Preformed shape of the Asset",null,"A_SHPCMB",1]
["Stormwater","Chamber","Manhole","Lid Type","Asset category type",null,"A_TYPLID",1]
["Stormwater","Chamber","Manhole","Lid Material","Material used to manufacture the Asset",null,"A_MTLLID",1]
["Stormwater","Chamber","Manhole","Lid Shape","Physical shape of the Asset",null,"A_SHPLID",1]
["Stormwater","Chamber","Manhole","Lid Fixing","Fixing mechanism used to secure the Asset",null,"A_FIXLID",1]
["Stormwater","Chamber","Manhole","Lid Security","Security measures to prevent accessibility into the Asset",null,"A_SCRLID",1]
["Stormwater","Chamber","Manhole","Lid Class","Weight Classification Category designated for the required trafficking on the Asset",null,"A_CLSLID",1]
["Stormwater","Chamber","Manhole","Diameter (m)","Internal Diameter of the Asset (if not rectangular)","Metres",null,1]
["Stormwater","Chamber","Manhole","Length (m)","Internal length of the Asset (if not circular)","Metres",null,1]
["Stormwater","Chamber","Manhole","Width (m)","Internal Width Of The Asset (if not circular) ","Metres",null,1]
["Stormwater","Chamber","Manhole","Depth (m)","Internal distance between the lid level of the Chamber and the base","Metres",null,1]
["Stormwater","Chamber","Manhole","Lid RL (m)","Level of the centre of the top of the Asset (in terms of a R.L)","Metres",null,1]
["Stormwater","Chamber","Manhole","Base RL (m)","Level on the internal base floor of the Asset (in terms of a R.L)","Metres",null,1]
["Stormwater","Chamber","Manhole","Lid Diameter (mm)","External diameter of the Asset (if not rectangular)","Millimetres",null,1]
["Stormwater","Chamber","Manhole","Lid Length (mm)","External length of the Asset (if not circular)","Millimetres",null,1]
["Stormwater","Chamber","Manhole","Lid Width (mm)","External width of the Asset (if not circular)","Millimetres",null,1]
["Water Supply","Chamber","Manhole","Material","Material used to manufacture the Asset",null,"A_MTLTNK",1]
["Water Supply","Chamber","Manhole","Construction Method","Construction method used to form the Asset",null,"A_MTHSTR",1]
["Water Supply","Chamber","Manhole","Chamber Shape","Preformed shape of the Asset",null,"A_SHPCMB",1]
["Water Supply","Chamber","Manhole","Lid Type","Asset category type",null,"A_TYPLID",1]
["Water Supply","Chamber","Manhole","Lid Material","Material used to manufacture the Asset",null,"A_MTLLID",1]
["Water Supply","Chamber","Manhole","Lid Shape","Physical shape of the Asset",null,"A_SHPLID",1]
["Water Supply","Chamber","Manhole","Lid Fixing","Fixing mechanism used to secure the Asset",null,"A_FIXLID",1]
["Water Supply","Chamber","Manhole","Lid Security","Security measures to prevent accessibility into the Asset",null,"A_SCRLID",1]
["Water Supply","Chamber","Manhole","Lid Class","Weight Classification Category designated for the required trafficking on the Asset",null,"A_CLSLID",1]
["Water Supply","Chamber","Manhole","Diameter (m)","Internal Diameter of the Asset (if not rectangular)","Metres",null,1]
["Water Supply","Chamber","Manhole","Length (m)","Internal length of the Asset (if not circular)","Metres",null,1]
["Water Supply","Chamber","Manhole","Width (m)","Internal Width Of The Asset (if not circular) ","Metres",null,1]
["Water Supply","Chamber","Manhole","Depth (m)","Internal distance between the lid level of the Chamber and the base","Metres",null,1]
["Water Supply","Chamber","Manhole","Lid RL (m)","Level of the centre of the top of the Asset (in terms of a R.L)","Metres",null,1]
["Water Supply","Chamber","Manhole","Base RL (m)","Level on the internal base floor of the Asset (in terms of a R.L)","Metres",null,1]
["Water Supply","Chamber","Manhole","Lid Diameter (mm)","External diameter of the Asset (if not rectangular)","Millimetres",null,1]
["Water Supply","Chamber","Manhole","Lid Length (mm)","External length of the Asset (if not circular)","Millimetres",null,1]
["Water Supply","Chamber","Manhole","Lid Width (mm)","External width of the Asset (if not circular)","Millimetres",null,1]
["Wastewater","Chamber","Manhole","Material","Material used to manufacture the Asset",null,"A_MTLTNK",1]
["Wastewater","Chamber","Manhole","Construction Method","Construction method used to form the Asset",null,"A_MTHSTR",1]
["Wastewater","Chamber","Manhole","Chamber Shape","Preformed shape of the Asset",null,"A_SHPCMB",1]
["Wastewater","Chamber","Manhole","Lid Type","Asset category type",null,"A_TYPLID",1]
["Wastewater","Chamber","Manhole","Lid Material","Material used to manufacture the Asset",null,"A_MTLLID",1]
["Wastewater","Chamber","Manhole","Lid Shape","Physical shape of the Asset",null,"A_SHPLID",1]
["Wastewater","Chamber","Manhole","Lid Fixing","Fixing mechanism used to secure the Asset",null,"A_FIXLID",1]
["Wastewater","Chamber","Manhole","Lid Security","Security measures to prevent accessibility into the Asset",null,"A_SCRLID",1]
["Wastewater","Chamber","Manhole","Lid Class","Weight Classification Category designated for the required trafficking on the Asset",null,"A_CLSLID",1]
["Wastewater","Chamber","Manhole","Diameter (m)","Internal Diameter of the Asset (if not rectangular)","Metres",null,1]
["Wastewater","Chamber","Manhole","Length (m)","Internal length of the Asset (if not circular)","Metres",null,1]
["Wastewater","Chamber","Manhole","Width (m)","Internal Width Of The Asset (if not circular) ","Metres",null,1]
["Wastewater","Chamber","Manhole","Depth (m)","Internal distance between the lid level of the Chamber and the base","Metres",null,1]
["Wastewater","Chamber","Manhole","Lid RL (m)","Level of the centre of the top of the Asset (in terms of a R.L)","Metres",null,1]
["Wastewater","Chamber","Manhole","Base RL (m)","Level on the internal base floor of the Asset (in terms of a R.L)","Metres",null,1]
["Wastewater","Chamber","Manhole","Lid Diameter (mm)","External diameter of the Asset (if not rectangular)","Millimetres",null,1]
["Wastewater","Chamber","Manhole","Lid Length (mm)","External length of the Asset (if not circular)","Millimetres",null,1]
["Wastewater","Chamber","Manhole","Lid Width (mm)","External width of the Asset (if not circular)","Millimetres",null,1]
["Water Supply","Chamber","Manhole","Manufacturer","Name of the manufacturer",null,null,1]
["Water Supply","Chamber","Manhole","Model","Name of the manufacturer model",null,null,1]
["Wastewater","Chamber","Manhole","Manufacturer","Name of the manufacturer",null,null,1]
["Wastewater","Chamber","Manhole","Model","Name of the manufacturer model",null,null,1]
["Irrigation","Chamber","Manhole","Manufacturer","Name of the manufacturer",null,null,1]
["Irrigation","Chamber","Manhole","Model","Name of the manufacturer model",null,null,1]
["Stockwater","Chamber","Manhole","Manufacturer","Name of the manufacturer",null,null,1]
["Stockwater","Chamber","Manhole","Model","Name of the manufacturer model",null,null,1]
["Stormwater","Chamber","Manhole","Manufacturer","Name of the manufacturer",null,null,1]
["Stormwater","Chamber","Manhole","Model","Name of the manufacturer model",null,null,1]
["Irrigation","Pipe","Manifold","Material","Material used to manufacture the Asset",null,"A_MTLPIP",1]
["Irrigation","Pipe","Manifold","Installation Method","Construction method used to form the Asset",null,"A_MTHPIP",1]
["Irrigation","Pipe","Manifold","Locality","Physical location of the Asset ",null,"A_POSVRS",1]
["Irrigation","Pipe","Manifold","Pipe Type","Denotes if the pipe gravity fed or pressurised",null,"A_TYPPIP",1]
["Irrigation","Pipe","Manifold","External Coating","Material used to coat external pipework post manufacture",null,"A_MTLCOT",1]
["Irrigation","Pipe","Manifold","Diameter (mm)","Nominal diameter of the Asset (Internal diameter unless external diameter is nominated as industry standard)","Millimetres",null,1]
["Irrigation","Pipe","Manifold","Length (m)","Total lineal length of the Asset","Metres",null,1]
["Irrigation","Pipe","Manifold","Quantity","Total quantity of the Asset, In place of length as primary measurement","Count",null,1]
["Stockwater","Pipe","Manifold","Material","Material used to manufacture the Asset",null,"A_MTLPIP",1]
["Stockwater","Pipe","Manifold","Installation Method","Construction method used to form the Asset",null,"A_MTHPIP",1]
["Stockwater","Pipe","Manifold","Locality","Physical location of the Asset ",null,"A_POSVRS",1]
["Stockwater","Pipe","Manifold","Pipe Type","Denotes if the pipe gravity fed or pressurised",null,"A_TYPPIP",1]
["Stockwater","Pipe","Manifold","External Coating","Material used to coat external pipework post manufacture",null,"A_MTLCOT",1]
["Stockwater","Pipe","Manifold","Diameter (mm)","Nominal diameter of the Asset (Internal diameter unless external diameter is nominated as industry standard)","Millimetres",null,1]
["Stockwater","Pipe","Manifold","Length (m)","Total lineal length of the Asset","Metres",null,1]
["Stockwater","Pipe","Manifold","Quantity","Total quantity of the Asset, In place of length as primary measurement","Count",null,1]
["Stormwater","Pipe","Manifold","Material","Material used to manufacture the Asset",null,"A_MTLPIP",1]
["Stormwater","Pipe","Manifold","Installation Method","Construction method used to form the Asset",null,"A_MTHPIP",1]
["Stormwater","Pipe","Manifold","Locality","Physical location of the Asset ",null,"A_POSVRS",1]
["Stormwater","Pipe","Manifold","Pipe Type","Denotes if the pipe gravity fed or pressurised",null,"A_TYPPIP",1]
["Stormwater","Pipe","Manifold","External Coating","Material used to coat external pipework post manufacture",null,"A_MTLCOT",1]
["Stormwater","Pipe","Manifold","Diameter (mm)","Nominal diameter of the Asset (Internal diameter unless external diameter is nominated as industry standard)","Millimetres",null,1]
["Stormwater","Pipe","Manifold","Length (m)","Total lineal length of the Asset","Metres",null,1]
["Stormwater","Pipe","Manifold","Quantity","Total quantity of the Asset, In place of length as primary measurement","Count",null,1]
["Water Supply","Pipe","Manifold","Material","Material used to manufacture the Asset",null,"A_MTLPIP",1]
["Water Supply","Pipe","Manifold","Installation Method","Construction method used to form the Asset",null,"A_MTHPIP",1]
["Water Supply","Pipe","Manifold","Locality","Physical location of the Asset ",null,"A_POSVRS",1]
["Water Supply","Pipe","Manifold","Pipe Type","Denotes if the pipe gravity fed or pressurised",null,"A_TYPPIP",1]
["Water Supply","Pipe","Manifold","External Coating","Material used to coat external pipework post manufacture",null,"A_MTLCOT",1]
["Water Supply","Pipe","Manifold","Diameter (mm)","Nominal diameter of the Asset (Internal diameter unless external diameter is nominated as industry standard)","Millimetres",null,1]
["Water Supply","Pipe","Manifold","Length (m)","Total lineal length of the Asset","Metres",null,1]
["Water Supply","Pipe","Manifold","Quantity","Total quantity of the Asset, In place of length as primary measurement","Count",null,1]
["Wastewater","Pipe","Manifold","Material","Material used to manufacture the Asset",null,"A_MTLPIP",1]
["Wastewater","Pipe","Manifold","Installation Method","Construction method used to form the Asset",null,"A_MTHPIP",1]
["Wastewater","Pipe","Manifold","Locality","Physical location of the Asset ",null,"A_POSVRS",1]
["Wastewater","Pipe","Manifold","Pipe Type","Denotes if the pipe gravity fed or pressurised",null,"A_TYPPIP",1]
["Wastewater","Pipe","Manifold","External Coating","Material used to coat external pipework post manufacture",null,"A_MTLCOT",1]
["Wastewater","Pipe","Manifold","Diameter (mm)","Nominal diameter of the Asset (Internal diameter unless external diameter is nominated as industry standard)","Millimetres",null,1]
["Wastewater","Pipe","Manifold","Length (m)","Total lineal length of the Asset","Metres",null,1]
["Wastewater","Pipe","Manifold","Quantity","Total quantity of the Asset, In place of length as primary measurement","Count",null,1]
["Irrigation","Mechanical Plant","Mechanical Screen","Input Voltage (V)","The rated Supply Voltage","Volts","A_CLSVLT",1]
["Irrigation","Mechanical Plant","Mechanical Screen","Control Type","Control method used to manage the Asset",null,"A_TYPCTL",1]
["Irrigation","Mechanical Plant","Mechanical Screen","Weight (kg)","Total weight of Asset","Kilograms",null,1]
["Irrigation","Mechanical Plant","Mechanical Screen","Motor Output (kW)","Power Rating of the Asset under maximun power","Kilowatts",null,1]
["Irrigation","Mechanical Plant","Mechanical Screen","Speed (rpm)"," Operating Speed under normal operation","Revolutions per minute",null,1]
["Irrigation","Mechanical Plant","Mechanical Screen","Screen Length (m)",null,"Metres",null,1]
["Irrigation","Mechanical Plant","Mechanical Screen","Screen Width (m)",null,"Metres",null,1]
["Irrigation","Mechanical Plant","Mechanical Screen","Screen Height (m)",null,"Metres",null,1]
["Irrigation","Mechanical Plant","Mechanical Screen","Current Rating (A)","Maximum Operating Current at full power","Amperes",null,1]
["Stockwater","Mechanical Plant","Mechanical Screen","Input Voltage (V)","The rated Supply Voltage","Volts","A_CLSVLT",1]
["Stockwater","Mechanical Plant","Mechanical Screen","Control Type","Control method used to manage the Asset",null,"A_TYPCTL",1]
["Stockwater","Mechanical Plant","Mechanical Screen","Weight (kg)","Total weight of Asset","Kilograms",null,1]
["Stockwater","Mechanical Plant","Mechanical Screen","Motor Output (kW)","Power Rating of the Asset under maximun power","Kilowatts",null,1]
["Stockwater","Mechanical Plant","Mechanical Screen","Speed (rpm)"," Operating Speed under normal operation","Revolutions per minute",null,1]
["Stockwater","Mechanical Plant","Mechanical Screen","Screen Length (m)",null,"Metres",null,1]
["Stockwater","Mechanical Plant","Mechanical Screen","Screen Width (m)",null,"Metres",null,1]
["Stockwater","Mechanical Plant","Mechanical Screen","Screen Height (m)",null,"Metres",null,1]
["Stockwater","Mechanical Plant","Mechanical Screen","Current Rating (A)","Maximum Operating Current at full power","Amperes",null,1]
["Stormwater","Mechanical Plant","Mechanical Screen","Input Voltage (V)","The rated Supply Voltage","Volts","A_CLSVLT",1]
["Stormwater","Mechanical Plant","Mechanical Screen","Control Type","Control method used to manage the Asset",null,"A_TYPCTL",1]
["Stormwater","Mechanical Plant","Mechanical Screen","Weight (kg)","Total weight of Asset","Kilograms",null,1]
["Stormwater","Mechanical Plant","Mechanical Screen","Motor Output (kW)","Power Rating of the Asset under maximun power","Kilowatts",null,1]
["Stormwater","Mechanical Plant","Mechanical Screen","Speed (rpm)"," Operating Speed under normal operation","Revolutions per minute",null,1]
["Stormwater","Mechanical Plant","Mechanical Screen","Screen Length (m)",null,"Metres",null,1]
["Stormwater","Mechanical Plant","Mechanical Screen","Screen Width (m)",null,"Metres",null,1]
["Stormwater","Mechanical Plant","Mechanical Screen","Screen Height (m)",null,"Metres",null,1]
["Stormwater","Mechanical Plant","Mechanical Screen","Current Rating (A)","Maximum Operating Current at full power","Amperes",null,1]
["Water Supply","Mechanical Plant","Mechanical Screen","Input Voltage (V)","The rated Supply Voltage","Volts","A_CLSVLT",1]
["Water Supply","Mechanical Plant","Mechanical Screen","Control Type","Control method used to manage the Asset",null,"A_TYPCTL",1]
["Water Supply","Mechanical Plant","Mechanical Screen","Weight (kg)","Total weight of Asset","Kilograms",null,1]
["Water Supply","Mechanical Plant","Mechanical Screen","Motor Output (kW)","Power Rating of the Asset under maximun power","Kilowatts",null,1]
["Water Supply","Mechanical Plant","Mechanical Screen","Speed (rpm)"," Operating Speed under normal operation","Revolutions per minute",null,1]
["Water Supply","Mechanical Plant","Mechanical Screen","Screen Length (m)",null,"Metres",null,1]
["Water Supply","Mechanical Plant","Mechanical Screen","Screen Width (m)",null,"Metres",null,1]
["Water Supply","Mechanical Plant","Mechanical Screen","Screen Height (m)",null,"Metres",null,1]
["Water Supply","Mechanical Plant","Mechanical Screen","Current Rating (A)","Maximum Operating Current at full power","Amperes",null,1]
["Wastewater","Mechanical Plant","Mechanical Screen","Input Voltage (V)","The rated Supply Voltage","Volts","A_CLSVLT",1]
["Wastewater","Mechanical Plant","Mechanical Screen","Control Type","Control method used to manage the Asset",null,"A_TYPCTL",1]
["Wastewater","Mechanical Plant","Mechanical Screen","Weight (kg)","Total weight of Asset","Kilograms",null,1]
["Wastewater","Mechanical Plant","Mechanical Screen","Motor Output (kW)","Power Rating of the Asset under maximun power","Kilowatts",null,1]
["Wastewater","Mechanical Plant","Mechanical Screen","Speed (rpm)"," Operating Speed under normal operation","Revolutions per minute",null,1]
["Wastewater","Mechanical Plant","Mechanical Screen","Screen Length (m)",null,"Metres",null,1]
["Wastewater","Mechanical Plant","Mechanical Screen","Screen Width (m)",null,"Metres",null,1]
["Wastewater","Mechanical Plant","Mechanical Screen","Screen Height (m)",null,"Metres",null,1]
["Wastewater","Mechanical Plant","Mechanical Screen","Current Rating (A)","Maximum Operating Current at full power","Amperes",null,1]
["Water Supply","Mechanical Plant","Mechanical Screen","Manufacturer","Name of the manufacturer",null,null,1]
["Water Supply","Mechanical Plant","Mechanical Screen","Model","Name of the manufacturer model",null,null,1]
["Water Supply","Mechanical Plant","Mechanical Screen","Serial Number","Identification code supplied by the manufacturer",null,null,1]
["Water Supply","Mechanical Plant","Mechanical Screen","Warranty Expiry Date","Expiry date of the warranty period",null,null,1]
["Irrigation","Mechanical Plant","Mechanical Screen","Manufacturer","Name of the manufacturer",null,null,1]
["Irrigation","Mechanical Plant","Mechanical Screen","Model","Name of the manufacturer model",null,null,1]
["Irrigation","Mechanical Plant","Mechanical Screen","Serial Number","Identification code supplied by the manufacturer",null,null,1]
["Irrigation","Mechanical Plant","Mechanical Screen","Warranty Expiry Date","Expiry date of the warranty period",null,null,1]
["Stockwater","Mechanical Plant","Mechanical Screen","Manufacturer","Name of the manufacturer",null,null,1]
["Stockwater","Mechanical Plant","Mechanical Screen","Model","Name of the manufacturer model",null,null,1]
["Stockwater","Mechanical Plant","Mechanical Screen","Serial Number","Identification code supplied by the manufacturer",null,null,1]
["Stockwater","Mechanical Plant","Mechanical Screen","Warranty Expiry Date","Expiry date of the warranty period",null,null,1]
["Wastewater","Mechanical Plant","Mechanical Screen","Manufacturer","Name of the manufacturer",null,null,1]
["Wastewater","Mechanical Plant","Mechanical Screen","Model","Name of the manufacturer model",null,null,1]
["Wastewater","Mechanical Plant","Mechanical Screen","Serial Number","Identification code supplied by the manufacturer",null,null,1]
["Wastewater","Mechanical Plant","Mechanical Screen","Warranty Expiry Date","Expiry date of the warranty period",null,null,1]
["Stormwater","Mechanical Plant","Mechanical Screen","Manufacturer","Name of the manufacturer",null,null,1]
["Stormwater","Mechanical Plant","Mechanical Screen","Model","Name of the manufacturer model",null,null,1]
["Stormwater","Mechanical Plant","Mechanical Screen","Serial Number","Identification code supplied by the manufacturer",null,null,1]
["Stormwater","Mechanical Plant","Mechanical Screen","Warranty Expiry Date","Expiry date of the warranty period",null,null,1]
["Irrigation","Valve","Membrane Check Valve","Locality","Physical location of the Asset ",null,"A_POSVRS",1]
["Irrigation","Valve","Membrane Check Valve","Valve State","The normal operational state of the Asset.",null,"A_STTVLV",1]
["Irrigation","Valve","Membrane Check Valve","Diameter (mm)","Nominal diameter of the Asset (Internal diameter unless external diameter is nominated as industry standard)","Millimetres",null,1]
["Stockwater","Valve","Membrane Check Valve","Locality","Physical location of the Asset ",null,"A_POSVRS",1]
["Stockwater","Valve","Membrane Check Valve","Valve State","The normal operational state of the Asset.",null,"A_STTVLV",1]
["Stockwater","Valve","Membrane Check Valve","Diameter (mm)","Nominal diameter of the Asset (Internal diameter unless external diameter is nominated as industry standard)","Millimetres",null,1]
["Stormwater","Valve","Membrane Check Valve","Locality","Physical location of the Asset ",null,"A_POSVRS",1]
["Stormwater","Valve","Membrane Check Valve","Valve State","The normal operational state of the Asset.",null,"A_STTVLV",1]
["Stormwater","Valve","Membrane Check Valve","Diameter (mm)","Nominal diameter of the Asset (Internal diameter unless external diameter is nominated as industry standard)","Millimetres",null,1]
["Water Supply","Valve","Membrane Check Valve","Locality","Physical location of the Asset ",null,"A_POSVRS",1]
["Water Supply","Valve","Membrane Check Valve","Valve State","The normal operational state of the Asset.",null,"A_STTVLV",1]
["Water Supply","Valve","Membrane Check Valve","Diameter (mm)","Nominal diameter of the Asset (Internal diameter unless external diameter is nominated as industry standard)","Millimetres",null,1]
["Wastewater","Valve","Membrane Check Valve","Locality","Physical location of the Asset ",null,"A_POSVRS",1]
["Wastewater","Valve","Membrane Check Valve","Valve State","The normal operational state of the Asset.",null,"A_STTVLV",1]
["Wastewater","Valve","Membrane Check Valve","Diameter (mm)","Nominal diameter of the Asset (Internal diameter unless external diameter is nominated as industry standard)","Millimetres",null,1]
["Water Supply","Valve","Membrane Check Valve","Manufacturer","Name of the manufacturer",null,null,1]
["Water Supply","Valve","Membrane Check Valve","Model","Name of the manufacturer model",null,null,1]
["Irrigation","Valve","Membrane Check Valve","Manufacturer","Name of the manufacturer",null,null,1]
["Irrigation","Valve","Membrane Check Valve","Model","Name of the manufacturer model",null,null,1]
["Stockwater","Valve","Membrane Check Valve","Manufacturer","Name of the manufacturer",null,null,1]
["Stockwater","Valve","Membrane Check Valve","Model","Name of the manufacturer model",null,null,1]
["Wastewater","Valve","Membrane Check Valve","Manufacturer","Name of the manufacturer",null,null,1]
["Wastewater","Valve","Membrane Check Valve","Model","Name of the manufacturer model",null,null,1]
["Stormwater","Valve","Membrane Check Valve","Manufacturer","Name of the manufacturer",null,null,1]
["Stormwater","Valve","Membrane Check Valve","Model","Name of the manufacturer model",null,null,1]
["Irrigation","Filter","Modular Soakage Chamber","Filter Media","Material used within the Filtration System",null,"A_MTLFLM",1]
["Irrigation","Filter","Modular Soakage Chamber","Lining Material","Media used for Filteration prevention",null,"A_MTLFLL",1]
["Irrigation","Filter","Modular Soakage Chamber","Length (mm)","Length of the Filtration System (If not circular)","Millimetres",null,1]
["Irrigation","Filter","Modular Soakage Chamber","Width (mm)","Width of the Filtration System (If not circular)","Millimetres",null,1]
["Irrigation","Filter","Modular Soakage Chamber","Depth (mm)","Average depth of the Filtration System","Millimetres",null,1]
["Irrigation","Filter","Modular Soakage Chamber","Filter Count","Total number of filtration units in system","Count",null,1]
["Irrigation","Filter","Modular Soakage Chamber","Infiltration (L/min)","Rate of Infiltration through the Media","Litres per minute",null,1]
["Stockwater","Filter","Modular Soakage Chamber","Filter Media","Material used within the Filtration System",null,"A_MTLFLM",1]
["Stockwater","Filter","Modular Soakage Chamber","Lining Material","Media used for Filteration prevention",null,"A_MTLFLL",1]
["Stockwater","Filter","Modular Soakage Chamber","Length (mm)","Length of the Filtration System (If not circular)","Millimetres",null,1]
["Stockwater","Filter","Modular Soakage Chamber","Width (mm)","Width of the Filtration System (If not circular)","Millimetres",null,1]
["Stockwater","Filter","Modular Soakage Chamber","Depth (mm)","Average depth of the Filtration System","Millimetres",null,1]
["Stockwater","Filter","Modular Soakage Chamber","Filter Count","Total number of filtration units in system","Count",null,1]
["Stockwater","Filter","Modular Soakage Chamber","Infiltration (L/min)","Rate of Infiltration through the Media","Litres per minute",null,1]
["Stormwater","Filter","Modular Soakage Chamber","Filter Media","Material used within the Filtration System",null,"A_MTLFLM",1]
["Stormwater","Filter","Modular Soakage Chamber","Lining Material","Media used for Filteration prevention",null,"A_MTLFLL",1]
["Stormwater","Filter","Modular Soakage Chamber","Length (mm)","Length of the Filtration System (If not circular)","Millimetres",null,1]
["Stormwater","Filter","Modular Soakage Chamber","Width (mm)","Width of the Filtration System (If not circular)","Millimetres",null,1]
["Stormwater","Filter","Modular Soakage Chamber","Depth (mm)","Average depth of the Filtration System","Millimetres",null,1]
["Stormwater","Filter","Modular Soakage Chamber","Filter Count","Total number of filtration units in system","Count",null,1]
["Stormwater","Filter","Modular Soakage Chamber","Infiltration (L/min)","Rate of Infiltration through the Media","Litres per minute",null,1]
["Water Supply","Filter","Modular Soakage Chamber","Filter Media","Material used within the Filtration System",null,"A_MTLFLM",1]
["Water Supply","Filter","Modular Soakage Chamber","Lining Material","Media used for Filteration prevention",null,"A_MTLFLL",1]
["Water Supply","Filter","Modular Soakage Chamber","Length (mm)","Length of the Filtration System (If not circular)","Millimetres",null,1]
["Water Supply","Filter","Modular Soakage Chamber","Width (mm)","Width of the Filtration System (If not circular)","Millimetres",null,1]
["Water Supply","Filter","Modular Soakage Chamber","Depth (mm)","Average depth of the Filtration System","Millimetres",null,1]
["Water Supply","Filter","Modular Soakage Chamber","Filter Count","Total number of filtration units in system","Count",null,1]
["Water Supply","Filter","Modular Soakage Chamber","Infiltration (L/min)","Rate of Infiltration through the Media","Litres per minute",null,1]
["Wastewater","Filter","Modular Soakage Chamber","Filter Media","Material used within the Filtration System",null,"A_MTLFLM",1]
["Wastewater","Filter","Modular Soakage Chamber","Lining Material","Media used for Filteration prevention",null,"A_MTLFLL",1]
["Wastewater","Filter","Modular Soakage Chamber","Length (mm)","Length of the Filtration System (If not circular)","Millimetres",null,1]
["Wastewater","Filter","Modular Soakage Chamber","Width (mm)","Width of the Filtration System (If not circular)","Millimetres",null,1]
["Wastewater","Filter","Modular Soakage Chamber","Depth (mm)","Average depth of the Filtration System","Millimetres",null,1]
["Wastewater","Filter","Modular Soakage Chamber","Filter Count","Total number of filtration units in system","Count",null,1]
["Wastewater","Filter","Modular Soakage Chamber","Infiltration (L/min)","Rate of Infiltration through the Media","Litres per minute",null,1]
["Water Supply","Filter","Modular Soakage Chamber","Manufacturer","Name of the manufacturer",null,null,1]
["Water Supply","Filter","Modular Soakage Chamber","Model","Name of the manufacturer model",null,null,1]
["Irrigation","Filter","Modular Soakage Chamber","Manufacturer","Name of the manufacturer",null,null,1]
["Irrigation","Filter","Modular Soakage Chamber","Model","Name of the manufacturer model",null,null,1]
["Stockwater","Filter","Modular Soakage Chamber","Manufacturer","Name of the manufacturer",null,null,1]
["Stockwater","Filter","Modular Soakage Chamber","Model","Name of the manufacturer model",null,null,1]
["Wastewater","Filter","Modular Soakage Chamber","Manufacturer","Name of the manufacturer",null,null,1]
["Wastewater","Filter","Modular Soakage Chamber","Model","Name of the manufacturer model",null,null,1]
["Stormwater","Filter","Modular Soakage Chamber","Manufacturer","Name of the manufacturer",null,null,1]
["Stormwater","Filter","Modular Soakage Chamber","Model","Name of the manufacturer model",null,null,1]
["Irrigation","Bore","Monitoring Bore","Casing Material","Material of the Bore Casing Pipe",null,"A_MTLCSG",1]
["Irrigation","Bore","Monitoring Bore","Diameter (mm)","Internal Diameter of the Bore Casing","Millimetres",null,1]
["Irrigation","Bore","Monitoring Bore","Depth (m)","Distance from the bore flange at the ground surface to the bottom of the Bore","Metres",null,1]
["Irrigation","Bore","Monitoring Bore","Ground RL (m)","Level at the Ground surface (in terms of a R.L)","Metres",null,1]
["Irrigation","Bore","Monitoring Bore","ECan Well Reference","Ecan Reference Number for borehole",null,null,1]
["Irrigation","Bore","Monitoring Bore","ECan Consent Number","Environment Canterbury resource consent number",null,null,1]
["Stockwater","Bore","Monitoring Bore","Casing Material","Material of the Bore Casing Pipe",null,"A_MTLCSG",1]
["Stockwater","Bore","Monitoring Bore","Diameter (mm)","Internal Diameter of the Bore Casing","Millimetres",null,1]
["Stockwater","Bore","Monitoring Bore","Depth (m)","Distance from the bore flange at the ground surface to the bottom of the Bore","Metres",null,1]
["Stockwater","Bore","Monitoring Bore","Ground RL (m)","Level at the Ground surface (in terms of a R.L)","Metres",null,1]
["Stockwater","Bore","Monitoring Bore","ECan Well Reference","Ecan Reference Number for borehole",null,null,1]
["Stockwater","Bore","Monitoring Bore","ECan Consent Number","Environment Canterbury resource consent number",null,null,1]
["Stormwater","Bore","Monitoring Bore","Casing Material","Material of the Bore Casing Pipe",null,"A_MTLCSG",1]
["Stormwater","Bore","Monitoring Bore","Diameter (mm)","Internal Diameter of the Bore Casing","Millimetres",null,1]
["Stormwater","Bore","Monitoring Bore","Depth (m)","Distance from the bore flange at the ground surface to the bottom of the Bore","Metres",null,1]
["Stormwater","Bore","Monitoring Bore","Ground RL (m)","Level at the Ground surface (in terms of a R.L)","Metres",null,1]
["Stormwater","Bore","Monitoring Bore","ECan Well Reference","Ecan Reference Number for borehole",null,null,1]
["Stormwater","Bore","Monitoring Bore","ECan Consent Number","Environment Canterbury resource consent number",null,null,1]
["Water Supply","Bore","Monitoring Bore","Casing Material","Material of the Bore Casing Pipe",null,"A_MTLCSG",1]
["Water Supply","Bore","Monitoring Bore","Diameter (mm)","Internal Diameter of the Bore Casing","Millimetres",null,1]
["Water Supply","Bore","Monitoring Bore","Depth (m)","Distance from the bore flange at the ground surface to the bottom of the Bore","Metres",null,1]
["Water Supply","Bore","Monitoring Bore","Ground RL (m)","Level at the Ground surface (in terms of a R.L)","Metres",null,1]
["Water Supply","Bore","Monitoring Bore","ECan Well Reference","Ecan Reference Number for borehole",null,null,1]
["Water Supply","Bore","Monitoring Bore","ECan Consent Number","Environment Canterbury resource consent number",null,null,1]
["Wastewater","Bore","Monitoring Bore","Casing Material","Material of the Bore Casing Pipe",null,"A_MTLCSG",1]
["Wastewater","Bore","Monitoring Bore","Diameter (mm)","Internal Diameter of the Bore Casing","Millimetres",null,1]
["Wastewater","Bore","Monitoring Bore","Depth (m)","Distance from the bore flange at the ground surface to the bottom of the Bore","Metres",null,1]
["Wastewater","Bore","Monitoring Bore","Ground RL (m)","Level at the Ground surface (in terms of a R.L)","Metres",null,1]
["Wastewater","Bore","Monitoring Bore","ECan Well Reference","Ecan Reference Number for borehole",null,null,1]
["Wastewater","Bore","Monitoring Bore","ECan Consent Number","Environment Canterbury resource consent number",null,null,1]
["Irrigation","Channel","Network Drain","Lining Material","Material used for the Lining Profile to line the internal sides of the walls",null,"A_MTLLIN",1]
["Irrigation","Channel","Network Drain","Lining Profile","Category of Lining Profile on the internal sides of the walls",null,"A_SHPCNL",1]
["Irrigation","Channel","Network Drain","Channel Form","Is it man-made or is it of natural form",null,"A_MTLCNL",1]
["Irrigation","Channel","Network Drain","Base Flow","Refers to the  type of natural base subsurface flow of the Asset  (e.g. none, perennial or ephemeral)",null,"A_STTCNL",1]
["Irrigation","Channel","Network Drain","Length (m)","Total lineal surface length of the Assset","Metres",null,1]
["Irrigation","Channel","Network Drain","Base Width (m)","Lineal measurement between the Bottom Width of both banks (Use the average value where the width varies)","Metres",null,1]
["Irrigation","Channel","Network Drain","Top Width (m)","Lineal measurement between the Top Width of both banks (Use the average value where the width varies)","Metres",null,1]
["Irrigation","Channel","Network Drain","Depth (m)","Vertical distance between the Top Wall to the Base (Use the average value where the width varies)","Metres",null,1]
["Stockwater","Channel","Network Drain","Lining Material","Material used for the Lining Profile to line the internal sides of the walls",null,"A_MTLLIN",1]
["Stockwater","Channel","Network Drain","Lining Profile","Category of Lining Profile on the internal sides of the walls",null,"A_SHPCNL",1]
["Stockwater","Channel","Network Drain","Channel Form","Is it man-made or is it of natural form",null,"A_MTLCNL",1]
["Stockwater","Channel","Network Drain","Base Flow","Refers to the  type of natural base subsurface flow of the Asset  (e.g. none, perennial or ephemeral)",null,"A_STTCNL",1]
["Stockwater","Channel","Network Drain","Length (m)","Total lineal surface length of the Assset","Metres",null,1]
["Stockwater","Channel","Network Drain","Base Width (m)","Lineal measurement between the Bottom Width of both banks (Use the average value where the width varies)","Metres",null,1]
["Stockwater","Channel","Network Drain","Top Width (m)","Lineal measurement between the Top Width of both banks (Use the average value where the width varies)","Metres",null,1]
["Stockwater","Channel","Network Drain","Depth (m)","Vertical distance between the Top Wall to the Base (Use the average value where the width varies)","Metres",null,1]
["Stormwater","Channel","Network Drain","Lining Material","Material used for the Lining Profile to line the internal sides of the walls",null,"A_MTLLIN",1]
["Stormwater","Channel","Network Drain","Lining Profile","Category of Lining Profile on the internal sides of the walls",null,"A_SHPCNL",1]
["Stormwater","Channel","Network Drain","Channel Form","Is it man-made or is it of natural form",null,"A_MTLCNL",1]
["Stormwater","Channel","Network Drain","Base Flow","Refers to the  type of natural base subsurface flow of the Asset  (e.g. none, perennial or ephemeral)",null,"A_STTCNL",1]
["Stormwater","Channel","Network Drain","Length (m)","Total lineal surface length of the Assset","Metres",null,1]
["Stormwater","Channel","Network Drain","Base Width (m)","Lineal measurement between the Bottom Width of both banks (Use the average value where the width varies)","Metres",null,1]
["Stormwater","Channel","Network Drain","Top Width (m)","Lineal measurement between the Top Width of both banks (Use the average value where the width varies)","Metres",null,1]
["Stormwater","Channel","Network Drain","Depth (m)","Vertical distance between the Top Wall to the Base (Use the average value where the width varies)","Metres",null,1]
["Water Supply","Channel","Network Drain","Lining Material","Material used for the Lining Profile to line the internal sides of the walls",null,"A_MTLLIN",1]
["Water Supply","Channel","Network Drain","Lining Profile","Category of Lining Profile on the internal sides of the walls",null,"A_SHPCNL",1]
["Water Supply","Channel","Network Drain","Channel Form","Is it man-made or is it of natural form",null,"A_MTLCNL",1]
["Water Supply","Channel","Network Drain","Base Flow","Refers to the  type of natural base subsurface flow of the Asset  (e.g. none, perennial or ephemeral)",null,"A_STTCNL",1]
["Water Supply","Channel","Network Drain","Length (m)","Total lineal surface length of the Assset","Metres",null,1]
["Water Supply","Channel","Network Drain","Base Width (m)","Lineal measurement between the Bottom Width of both banks (Use the average value where the width varies)","Metres",null,1]
["Water Supply","Channel","Network Drain","Top Width (m)","Lineal measurement between the Top Width of both banks (Use the average value where the width varies)","Metres",null,1]
["Water Supply","Channel","Network Drain","Depth (m)","Vertical distance between the Top Wall to the Base (Use the average value where the width varies)","Metres",null,1]
["Wastewater","Channel","Network Drain","Lining Material","Material used for the Lining Profile to line the internal sides of the walls",null,"A_MTLLIN",1]
["Wastewater","Channel","Network Drain","Lining Profile","Category of Lining Profile on the internal sides of the walls",null,"A_SHPCNL",1]
["Wastewater","Channel","Network Drain","Channel Form","Is it man-made or is it of natural form",null,"A_MTLCNL",1]
["Wastewater","Channel","Network Drain","Base Flow","Refers to the  type of natural base subsurface flow of the Asset  (e.g. none, perennial or ephemeral)",null,"A_STTCNL",1]
["Wastewater","Channel","Network Drain","Length (m)","Total lineal surface length of the Assset","Metres",null,1]
["Wastewater","Channel","Network Drain","Base Width (m)","Lineal measurement between the Bottom Width of both banks (Use the average value where the width varies)","Metres",null,1]
["Wastewater","Channel","Network Drain","Top Width (m)","Lineal measurement between the Top Width of both banks (Use the average value where the width varies)","Metres",null,1]
["Wastewater","Channel","Network Drain","Depth (m)","Vertical distance between the Top Wall to the Base (Use the average value where the width varies)","Metres",null,1]
["Irrigation","Pipe","Network Main","Material","Material used to manufacture the Asset",null,"A_MTLPIP",1]
["Irrigation","Pipe","Network Main","Installation Method","Construction method used to form the Asset",null,"A_MTHPIP",1]
["Irrigation","Pipe","Network Main","Locality","Physical location of the Asset ",null,"A_POSVRS",1]
["Irrigation","Pipe","Network Main","Pipe Purpose","Function the Asset is being used for",null,"A_USEPIP",1]
["Irrigation","Pipe","Network Main","Pipe Type","Denotes if the pipe gravity fed or pressurised",null,"A_TYPPIP",1]
["Irrigation","Pipe","Network Main","External Coating","Material used to coat external pipework post manufacture",null,"A_MTLCOT",1]
["Irrigation","Pipe","Network Main","Bedding Type","Material used to bed the Asset on",null,"A_MTLBED",1]
["Irrigation","Pipe","Network Main","Joint Type","Connection method used to join Assets",null,"A_TYPJNT",1]
["Irrigation","Pipe","Network Main","Pipe Class","Pressure or Stiffness Rating of the Asset",null,"A_CLSPIP",1]
["Irrigation","Pipe","Network Main","Diameter (mm)","Nominal diameter of the Asset (Internal diameter unless external diameter is nominated as industry standard)","Millimetres",null,1]
["Irrigation","Pipe","Network Main","Length (m)","Total lineal length of the Asset","Metres",null,1]
["Irrigation","Pipe","Network Main","Upstream Depth (m)","Distance from Ground Level  to the  Invert Level at the upstream end  (Only if Pipe is Gravity)","Metres",null,1]
["Irrigation","Pipe","Network Main","Downstream Depth (m)","Distance from Ground Level  to the  Invert Level at the downstream end  (Only if Pipe is Gravity)","Metres",null,1]
["Irrigation","Pipe","Network Main","Pipe Cover (m)","Measured depth of the Asset below the existing Ground Level (Use the average value where grade varies) (Only if Pipe is Pressure)","Metres",null,1]
["Irrigation","Pipe","Network Main","Upstream RL (m)","Invert level of the Asset at the upstream end (in terms of a R.L) (Only if Pipe is Gravity)","Metres",null,1]
["Irrigation","Pipe","Network Main","Downstream RL (m)","Invert level of the Asset at the downstream end (in terms of a R.L) (Only if Pipe is Gravity)","Metres",null,1]
["Irrigation","Pipe","Network Main","TEMP Reline Material",null,null,null,0]
["Stockwater","Pipe","Network Main","Material","Material used to manufacture the Asset",null,"A_MTLPIP",1]
["Stockwater","Pipe","Network Main","Installation Method","Construction method used to form the Asset",null,"A_MTHPIP",1]
["Stockwater","Pipe","Network Main","Locality","Physical location of the Asset ",null,"A_POSVRS",1]
["Stockwater","Pipe","Network Main","Pipe Purpose","Function the Asset is being used for",null,"A_USEPIP",1]
["Stockwater","Pipe","Network Main","Pipe Type","Denotes if the pipe gravity fed or pressurised",null,"A_TYPPIP",1]
["Stockwater","Pipe","Network Main","External Coating","Material used to coat external pipework post manufacture",null,"A_MTLCOT",1]
["Stockwater","Pipe","Network Main","Bedding Type","Material used to bed the Asset on",null,"A_MTLBED",1]
["Stockwater","Pipe","Network Main","Joint Type","Connection method used to join Assets",null,"A_TYPJNT",1]
["Stockwater","Pipe","Network Main","Pipe Class","Pressure or Stiffness Rating of the Asset",null,"A_CLSPIP",1]
["Stockwater","Pipe","Network Main","Diameter (mm)","Nominal diameter of the Asset (Internal diameter unless external diameter is nominated as industry standard)","Millimetres",null,1]
["Stockwater","Pipe","Network Main","Length (m)","Total lineal length of the Asset","Metres",null,1]
["Stockwater","Pipe","Network Main","Upstream Depth (m)","Distance from Ground Level  to the  Invert Level at the upstream end  (Only if Pipe is Gravity)","Metres",null,1]
["Stockwater","Pipe","Network Main","Downstream Depth (m)","Distance from Ground Level  to the  Invert Level at the downstream end  (Only if Pipe is Gravity)","Metres",null,1]
["Stockwater","Pipe","Network Main","Pipe Cover (m)","Measured depth of the Asset below the existing Ground Level (Use the average value where grade varies) (Only if Pipe is Pressure)","Metres",null,1]
["Stockwater","Pipe","Network Main","Upstream RL (m)","Invert level of the Asset at the upstream end (in terms of a R.L) (Only if Pipe is Gravity)","Metres",null,1]
["Stockwater","Pipe","Network Main","Downstream RL (m)","Invert level of the Asset at the downstream end (in terms of a R.L) (Only if Pipe is Gravity)","Metres",null,1]
["Stockwater","Pipe","Network Main","TEMP Reline Material",null,null,null,0]
["Stormwater","Pipe","Network Main","Material","Material used to manufacture the Asset",null,"A_MTLPIP",1]
["Stormwater","Pipe","Network Main","Installation Method","Construction method used to form the Asset",null,"A_MTHPIP",1]
["Stormwater","Pipe","Network Main","Locality","Physical location of the Asset ",null,"A_POSVRS",1]
["Stormwater","Pipe","Network Main","Pipe Purpose","Function the Asset is being used for",null,"A_USEPIP",1]
["Stormwater","Pipe","Network Main","Pipe Type","Denotes if the pipe gravity fed or pressurised",null,"A_TYPPIP",1]
["Stormwater","Pipe","Network Main","External Coating","Material used to coat external pipework post manufacture",null,"A_MTLCOT",1]
["Stormwater","Pipe","Network Main","Bedding Type","Material used to bed the Asset on",null,"A_MTLBED",1]
["Stormwater","Pipe","Network Main","Joint Type","Connection method used to join Assets",null,"A_TYPJNT",1]
["Stormwater","Pipe","Network Main","Pipe Class","Pressure or Stiffness Rating of the Asset",null,"A_CLSPIP",1]
["Stormwater","Pipe","Network Main","Diameter (mm)","Nominal diameter of the Asset (Internal diameter unless external diameter is nominated as industry standard)","Millimetres",null,1]
["Stormwater","Pipe","Network Main","Length (m)","Total lineal length of the Asset","Metres",null,1]
["Stormwater","Pipe","Network Main","Upstream Depth (m)","Distance from Ground Level  to the  Invert Level at the upstream end  (Only if Pipe is Gravity)","Metres",null,1]
["Stormwater","Pipe","Network Main","Downstream Depth (m)","Distance from Ground Level  to the  Invert Level at the downstream end  (Only if Pipe is Gravity)","Metres",null,1]
["Stormwater","Pipe","Network Main","Pipe Cover (m)","Measured depth of the Asset below the existing Ground Level (Use the average value where grade varies) (Only if Pipe is Pressure)","Metres",null,1]
["Stormwater","Pipe","Network Main","Upstream RL (m)","Invert level of the Asset at the upstream end (in terms of a R.L) (Only if Pipe is Gravity)","Metres",null,1]
["Stormwater","Pipe","Network Main","Downstream RL (m)","Invert level of the Asset at the downstream end (in terms of a R.L) (Only if Pipe is Gravity)","Metres",null,1]
["Stormwater","Pipe","Network Main","TEMP Reline Material",null,null,null,0]
["Water Supply","Pipe","Network Main","Material","Material used to manufacture the Asset",null,"A_MTLPIP",1]
["Water Supply","Pipe","Network Main","Installation Method","Construction method used to form the Asset",null,"A_MTHPIP",1]
["Water Supply","Pipe","Network Main","Locality","Physical location of the Asset ",null,"A_POSVRS",1]
["Water Supply","Pipe","Network Main","Pipe Purpose","Function the Asset is being used for",null,"A_USEPIP",1]
["Water Supply","Pipe","Network Main","Pipe Type","Denotes if the pipe gravity fed or pressurised",null,"A_TYPPIP",1]
["Water Supply","Pipe","Network Main","External Coating","Material used to coat external pipework post manufacture",null,"A_MTLCOT",1]
["Water Supply","Pipe","Network Main","Bedding Type","Material used to bed the Asset on",null,"A_MTLBED",1]
["Water Supply","Pipe","Network Main","Joint Type","Connection method used to join Assets",null,"A_TYPJNT",1]
["Water Supply","Pipe","Network Main","Pipe Class","Pressure or Stiffness Rating of the Asset",null,"A_CLSPIP",1]
["Water Supply","Pipe","Network Main","Diameter (mm)","Nominal diameter of the Asset (Internal diameter unless external diameter is nominated as industry standard)","Millimetres",null,1]
["Water Supply","Pipe","Network Main","Length (m)","Total lineal length of the Asset","Metres",null,1]
["Water Supply","Pipe","Network Main","Upstream Depth (m)","Distance from Ground Level  to the  Invert Level at the upstream end  (Only if Pipe is Gravity)","Metres",null,0]
["Water Supply","Pipe","Network Main","Downstream Depth (m)","Distance from Ground Level  to the  Invert Level at the downstream end  (Only if Pipe is Gravity)","Metres",null,0]
["Water Supply","Pipe","Network Main","Pipe Cover (m)","Measured depth of the Asset below the existing Ground Level (Use the average value where grade varies) (Only if Pipe is Pressure)","Metres",null,1]
["Water Supply","Pipe","Network Main","Upstream RL (m)","Invert level of the Asset at the upstream end (in terms of a R.L) (Only if Pipe is Gravity)","Metres",null,0]
["Water Supply","Pipe","Network Main","Downstream RL (m)","Invert level of the Asset at the downstream end (in terms of a R.L) (Only if Pipe is Gravity)","Metres",null,0]
["Water Supply","Pipe","Network Main","TEMP Reline Material",null,null,null,0]
["Wastewater","Pipe","Network Main","Material","Material used to manufacture the Asset",null,"A_MTLPIP",1]
["Wastewater","Pipe","Network Main","Installation Method","Construction method used to form the Asset",null,"A_MTHPIP",1]
["Wastewater","Pipe","Network Main","Locality","Physical location of the Asset ",null,"A_POSVRS",1]
["Wastewater","Pipe","Network Main","Pipe Purpose","Function the Asset is being used for",null,"A_USEPIP",1]
["Wastewater","Pipe","Network Main","Pipe Type","Denotes if the pipe gravity fed or pressurised",null,"A_TYPPIP",1]
["Wastewater","Pipe","Network Main","External Coating","Material used to coat external pipework post manufacture",null,"A_MTLCOT",1]
["Wastewater","Pipe","Network Main","Bedding Type","Material used to bed the Asset on",null,"A_MTLBED",1]
["Wastewater","Pipe","Network Main","Joint Type","Connection method used to join Assets",null,"A_TYPJNT",1]
["Wastewater","Pipe","Network Main","Pipe Class","Pressure or Stiffness Rating of the Asset",null,"A_CLSPIP",1]
["Wastewater","Pipe","Network Main","Diameter (mm)","Nominal diameter of the Asset (Internal diameter unless external diameter is nominated as industry standard)","Millimetres",null,1]
["Wastewater","Pipe","Network Main","Length (m)","Total lineal length of the Asset","Metres",null,1]
["Wastewater","Pipe","Network Main","Upstream Depth (m)","Distance from Ground Level  to the  Invert Level at the upstream end  (Only if Pipe is Gravity)","Metres",null,1]
["Wastewater","Pipe","Network Main","Downstream Depth (m)","Distance from Ground Level  to the  Invert Level at the downstream end  (Only if Pipe is Gravity)","Metres",null,1]
["Wastewater","Pipe","Network Main","Pipe Cover (m)","Measured depth of the Asset below the existing Ground Level (Use the average value where grade varies) (Only if Pipe is Pressure)","Metres",null,1]
["Wastewater","Pipe","Network Main","Upstream RL (m)","Invert level of the Asset at the upstream end (in terms of a R.L) (Only if Pipe is Gravity)","Metres",null,1]
["Wastewater","Pipe","Network Main","Downstream RL (m)","Invert level of the Asset at the downstream end (in terms of a R.L) (Only if Pipe is Gravity)","Metres",null,1]
["Wastewater","Pipe","Network Main","TEMP Reline Material",null,null,null,0]
["Water Supply","Pipe","Network Main","Manufacturer","Name of the manufacturer",null,null,1]
["Water Supply","Pipe","Network Main","Serial Number","Pipe Batch Code",null,null,1]
["Stormwater","Pipe","Network Main","Manufacturer","Name of the manufacturer",null,null,1]
["Stormwater","Pipe","Network Main","Serial Number","Pipe Batch Code",null,null,1]
["Wastewater","Pipe","Network Main","Manufacturer","Name of the manufacturer",null,null,1]
["Wastewater","Pipe","Network Main","Serial Number","Pipe Batch Code",null,null,1]
["Stockwater","Pipe","Network Main","Manufacturer","Name of the manufacturer",null,null,1]
["Stockwater","Pipe","Network Main","Serial Number","Pipe Batch Code",null,null,1]
["Irrigation","Pipe","Network Main","Manufacturer","Name of the manufacturer",null,null,1]
["Irrigation","Pipe","Network Main","Serial Number","Pipe Batch Code",null,null,1]
["Irrigation","Site","Network Reticulation","TEMP Reserves Act 77","Reserves Act 1977, usually LOC here",null,"A_USERES",1]
["Irrigation","Site","Network Reticulation","Area (m2)","Area of land set aside for this purpose","Square metres",null,1]
["Irrigation","Site","Network Reticulation","TEMP Legal Desc","Property Legal Description",null,null,1]
["Irrigation","Site","Network Reticulation","TEMP Valuation No","Property Valuation No",null,null,1]
["Stockwater","Site","Network Reticulation","TEMP Reserves Act 77","Reserves Act 1977, usually LOC here",null,"A_USERES",1]
["Stockwater","Site","Network Reticulation","Area (m2)","Area of land set aside for this purpose","Square metres",null,1]
["Stockwater","Site","Network Reticulation","TEMP Legal Desc","Property Legal Description",null,null,1]
["Stockwater","Site","Network Reticulation","TEMP Valuation No","Property Valuation No",null,null,1]
["Stormwater","Site","Network Reticulation","TEMP Reserves Act 77","Reserves Act 1977, usually LOC here",null,"A_USERES",1]
["Stormwater","Site","Network Reticulation","Area (m2)","Area of land set aside for this purpose","Square metres",null,1]
["Stormwater","Site","Network Reticulation","TEMP Legal Desc","Property Legal Description",null,null,1]
["Stormwater","Site","Network Reticulation","TEMP Valuation No","Property Valuation No",null,null,1]
["Water Supply","Site","Network Reticulation","TEMP Reserves Act 77","Reserves Act 1977, usually LOC here",null,"A_USERES",1]
["Water Supply","Site","Network Reticulation","Area (m2)","Area of land set aside for this purpose","Square metres",null,1]
["Water Supply","Site","Network Reticulation","TEMP Legal Desc","Property Legal Description",null,null,1]
["Water Supply","Site","Network Reticulation","TEMP Valuation No","Property Valuation No",null,null,1]
["Wastewater","Site","Network Reticulation","TEMP Reserves Act 77","Reserves Act 1977, usually LOC here",null,"A_USERES",1]
["Wastewater","Site","Network Reticulation","Area (m2)","Area of land set aside for this purpose","Square metres",null,1]
["Wastewater","Site","Network Reticulation","TEMP Legal Desc","Property Legal Description",null,null,1]
["Wastewater","Site","Network Reticulation","TEMP Valuation No","Property Valuation No",null,null,1]
["Irrigation","Mechanical Plant","Odour Control Unit","Input Voltage (V)","The rated Supply Voltage","Volts","A_CLSVLT",1]
["Irrigation","Mechanical Plant","Odour Control Unit","Control Type","Control method used to manage the Asset",null,"A_TYPCTL",1]
["Irrigation","Mechanical Plant","Odour Control Unit","Weight (kg)","Total weight of Asset","Kilograms",null,1]
["Irrigation","Mechanical Plant","Odour Control Unit","Motor Output (kW)","Power Rating of the Asset under maximun power","Kilowatts",null,1]
["Irrigation","Mechanical Plant","Odour Control Unit","Speed (rpm)"," Operating Speed under normal operation","Revolutions per minute",null,1]
["Stockwater","Mechanical Plant","Odour Control Unit","Input Voltage (V)","The rated Supply Voltage","Volts","A_CLSVLT",1]
["Stockwater","Mechanical Plant","Odour Control Unit","Control Type","Control method used to manage the Asset",null,"A_TYPCTL",1]
["Stockwater","Mechanical Plant","Odour Control Unit","Weight (kg)","Total weight of Asset","Kilograms",null,1]
["Stockwater","Mechanical Plant","Odour Control Unit","Motor Output (kW)","Power Rating of the Asset under maximun power","Kilowatts",null,1]
["Stockwater","Mechanical Plant","Odour Control Unit","Speed (rpm)"," Operating Speed under normal operation","Revolutions per minute",null,1]
["Stormwater","Mechanical Plant","Odour Control Unit","Input Voltage (V)","The rated Supply Voltage","Volts","A_CLSVLT",1]
["Stormwater","Mechanical Plant","Odour Control Unit","Control Type","Control method used to manage the Asset",null,"A_TYPCTL",1]
["Stormwater","Mechanical Plant","Odour Control Unit","Weight (kg)","Total weight of Asset","Kilograms",null,1]
["Stormwater","Mechanical Plant","Odour Control Unit","Motor Output (kW)","Power Rating of the Asset under maximun power","Kilowatts",null,1]
["Stormwater","Mechanical Plant","Odour Control Unit","Speed (rpm)"," Operating Speed under normal operation","Revolutions per minute",null,1]
["Water Supply","Mechanical Plant","Odour Control Unit","Input Voltage (V)","The rated Supply Voltage","Volts","A_CLSVLT",1]
["Water Supply","Mechanical Plant","Odour Control Unit","Control Type","Control method used to manage the Asset",null,"A_TYPCTL",1]
["Water Supply","Mechanical Plant","Odour Control Unit","Weight (kg)","Total weight of Asset","Kilograms",null,1]
["Water Supply","Mechanical Plant","Odour Control Unit","Motor Output (kW)","Power Rating of the Asset under maximun power","Kilowatts",null,1]
["Water Supply","Mechanical Plant","Odour Control Unit","Speed (rpm)"," Operating Speed under normal operation","Revolutions per minute",null,1]
["Wastewater","Mechanical Plant","Odour Control Unit","Input Voltage (V)","The rated Supply Voltage","Volts","A_CLSVLT",1]
["Wastewater","Mechanical Plant","Odour Control Unit","Control Type","Control method used to manage the Asset",null,"A_TYPCTL",1]
["Wastewater","Mechanical Plant","Odour Control Unit","Weight (kg)","Total weight of Asset","Kilograms",null,1]
["Wastewater","Mechanical Plant","Odour Control Unit","Motor Output (kW)","Power Rating of the Asset under maximun power","Kilowatts",null,1]
["Wastewater","Mechanical Plant","Odour Control Unit","Speed (rpm)"," Operating Speed under normal operation","Revolutions per minute",null,1]
["Water Supply","Mechanical Plant","Odour Control Unit","Manufacturer","Name of the manufacturer",null,null,1]
["Water Supply","Mechanical Plant","Odour Control Unit","Model","Name of the manufacturer model",null,null,1]
["Water Supply","Mechanical Plant","Odour Control Unit","Serial Number","Identification code supplied by the manufacturer",null,null,1]
["Water Supply","Mechanical Plant","Odour Control Unit","Warranty Expiry Date","Expiry date of the warranty period",null,null,1]
["Irrigation","Mechanical Plant","Odour Control Unit","Manufacturer","Name of the manufacturer",null,null,1]
["Irrigation","Mechanical Plant","Odour Control Unit","Model","Name of the manufacturer model",null,null,1]
["Irrigation","Mechanical Plant","Odour Control Unit","Serial Number","Identification code supplied by the manufacturer",null,null,1]
["Irrigation","Mechanical Plant","Odour Control Unit","Warranty Expiry Date","Expiry date of the warranty period",null,null,1]
["Stockwater","Mechanical Plant","Odour Control Unit","Manufacturer","Name of the manufacturer",null,null,1]
["Stockwater","Mechanical Plant","Odour Control Unit","Model","Name of the manufacturer model",null,null,1]
["Stockwater","Mechanical Plant","Odour Control Unit","Serial Number","Identification code supplied by the manufacturer",null,null,1]
["Stockwater","Mechanical Plant","Odour Control Unit","Warranty Expiry Date","Expiry date of the warranty period",null,null,1]
["Wastewater","Mechanical Plant","Odour Control Unit","Manufacturer","Name of the manufacturer",null,null,1]
["Wastewater","Mechanical Plant","Odour Control Unit","Model","Name of the manufacturer model",null,null,1]
["Wastewater","Mechanical Plant","Odour Control Unit","Serial Number","Identification code supplied by the manufacturer",null,null,1]
["Wastewater","Mechanical Plant","Odour Control Unit","Warranty Expiry Date","Expiry date of the warranty period",null,null,1]
["Stormwater","Mechanical Plant","Odour Control Unit","Manufacturer","Name of the manufacturer",null,null,1]
["Stormwater","Mechanical Plant","Odour Control Unit","Model","Name of the manufacturer model",null,null,1]
["Stormwater","Mechanical Plant","Odour Control Unit","Serial Number","Identification code supplied by the manufacturer",null,null,1]
["Stormwater","Mechanical Plant","Odour Control Unit","Warranty Expiry Date","Expiry date of the warranty period",null,null,1]
["Irrigation","Service Connection","On Demand Water Connection","Property Use","Category of Service Connection type",null,"A_USESVC",1]
["Irrigation","Service Connection","On Demand Water Connection","Valve Type","Type of Asset that was installed",null,"A_TYPVLV",1]
["Irrigation","Service Connection","On Demand Water Connection","Box Type","Type of containment structure used to house the Assets",null,"A_MTLBOX",1]
["Irrigation","Service Connection","On Demand Water Connection","Meter Type","Type of Meter installed",null,"A_TYPMTR",1]
["Irrigation","Service Connection","On Demand Water Connection","Backflow Type","Type of Backflow Prevention used",null,"A_TYPBFW",1]
["Irrigation","Service Connection","On Demand Water Connection","Backflow Hazard Cat","Catergory of Backflow Prevention assigned to the connection",null,"A_CLSBFW",1]
["Irrigation","Service Connection","On Demand Water Connection","Diameter (mm)","Nominal diameter of the Asset (Internal diameter unless external diameter is nominated as industry standard)","Millimetres",null,1]
["Irrigation","Service Connection","On Demand Water Connection","Isolation Valve Qty","Total quantity  of Valves used for isolation purposes","Count",null,1]
["Irrigation","Service Connection","On Demand Water Connection","Meter Serial Number","Identification code supplied by the manufacturer",null,null,1]
["Stockwater","Service Connection","On Demand Water Connection","Property Use","Category of Service Connection type",null,"A_USESVC",1]
["Stockwater","Service Connection","On Demand Water Connection","Valve Type","Type of Asset that was installed",null,"A_TYPVLV",1]
["Stockwater","Service Connection","On Demand Water Connection","Box Type","Type of containment structure used to house the Assets",null,"A_MTLBOX",1]
["Stockwater","Service Connection","On Demand Water Connection","Meter Type","Type of Meter installed",null,"A_TYPMTR",1]
["Stockwater","Service Connection","On Demand Water Connection","Backflow Type","Type of Backflow Prevention used",null,"A_TYPBFW",1]
["Stockwater","Service Connection","On Demand Water Connection","Backflow Hazard Cat","Catergory of Backflow Prevention assigned to the connection",null,"A_CLSBFW",1]
["Stockwater","Service Connection","On Demand Water Connection","Diameter (mm)","Nominal diameter of the Asset (Internal diameter unless external diameter is nominated as industry standard)","Millimetres",null,1]
["Stockwater","Service Connection","On Demand Water Connection","Isolation Valve Qty","Total quantity  of Valves used for isolation purposes","Count",null,1]
["Stockwater","Service Connection","On Demand Water Connection","Meter Serial Number","Identification code supplied by the manufacturer",null,null,1]
["Stormwater","Service Connection","On Demand Water Connection","Property Use","Category of Service Connection type",null,"A_USESVC",1]
["Stormwater","Service Connection","On Demand Water Connection","Valve Type","Type of Asset that was installed",null,"A_TYPVLV",1]
["Stormwater","Service Connection","On Demand Water Connection","Box Type","Type of containment structure used to house the Assets",null,"A_MTLBOX",1]
["Stormwater","Service Connection","On Demand Water Connection","Meter Type","Type of Meter installed",null,"A_TYPMTR",1]
["Stormwater","Service Connection","On Demand Water Connection","Backflow Type","Type of Backflow Prevention used",null,"A_TYPBFW",1]
["Stormwater","Service Connection","On Demand Water Connection","Backflow Hazard Cat","Catergory of Backflow Prevention assigned to the connection",null,"A_CLSBFW",1]
["Stormwater","Service Connection","On Demand Water Connection","Diameter (mm)","Nominal diameter of the Asset (Internal diameter unless external diameter is nominated as industry standard)","Millimetres",null,1]
["Stormwater","Service Connection","On Demand Water Connection","Isolation Valve Qty","Total quantity  of Valves used for isolation purposes","Count",null,1]
["Stormwater","Service Connection","On Demand Water Connection","Meter Serial Number","Identification code supplied by the manufacturer",null,null,1]
["Water Supply","Service Connection","On Demand Water Connection","Property Use","Category of Service Connection type",null,"A_USESVC",1]
["Water Supply","Service Connection","On Demand Water Connection","Valve Type","Type of Asset that was installed",null,"A_TYPVLV",1]
["Water Supply","Service Connection","On Demand Water Connection","Box Type","Type of containment structure used to house the Assets",null,"A_MTLBOX",1]
["Water Supply","Service Connection","On Demand Water Connection","Meter Type","Type of Meter installed",null,"A_TYPMTR",1]
["Water Supply","Service Connection","On Demand Water Connection","Backflow Type","Type of Backflow Prevention used",null,"A_TYPBFW",1]
["Water Supply","Service Connection","On Demand Water Connection","Backflow Hazard Cat","Catergory of Backflow Prevention assigned to the connection",null,"A_CLSBFW",1]
["Water Supply","Service Connection","On Demand Water Connection","Diameter (mm)","Nominal diameter of the Asset (Internal diameter unless external diameter is nominated as industry standard)","Millimetres",null,1]
["Water Supply","Service Connection","On Demand Water Connection","Isolation Valve Qty","Total quantity  of Valves used for isolation purposes","Count",null,1]
["Water Supply","Service Connection","On Demand Water Connection","Meter Serial Number","Identification code supplied by the manufacturer",null,null,1]
["Wastewater","Service Connection","On Demand Water Connection","Property Use","Category of Service Connection type",null,"A_USESVC",1]
["Wastewater","Service Connection","On Demand Water Connection","Valve Type","Type of Asset that was installed",null,"A_TYPVLV",1]
["Wastewater","Service Connection","On Demand Water Connection","Box Type","Type of containment structure used to house the Assets",null,"A_MTLBOX",1]
["Wastewater","Service Connection","On Demand Water Connection","Meter Type","Type of Meter installed",null,"A_TYPMTR",1]
["Wastewater","Service Connection","On Demand Water Connection","Backflow Type","Type of Backflow Prevention used",null,"A_TYPBFW",1]
["Wastewater","Service Connection","On Demand Water Connection","Backflow Hazard Cat","Catergory of Backflow Prevention assigned to the connection",null,"A_CLSBFW",1]
["Wastewater","Service Connection","On Demand Water Connection","Diameter (mm)","Nominal diameter of the Asset (Internal diameter unless external diameter is nominated as industry standard)","Millimetres",null,1]
["Wastewater","Service Connection","On Demand Water Connection","Isolation Valve Qty","Total quantity  of Valves used for isolation purposes","Count",null,1]
["Wastewater","Service Connection","On Demand Water Connection","Meter Serial Number","Identification code supplied by the manufacturer",null,null,1]
["Irrigation","Node","Outlet Node","Pipe Invert RL (m)","Level at the invert of the Pipe  (in terms of a R.L)","Metres",null,1]
["Stockwater","Node","Outlet Node","Pipe Invert RL (m)","Level at the invert of the Pipe  (in terms of a R.L)","Metres",null,1]
["Stormwater","Node","Outlet Node","Pipe Invert RL (m)","Level at the invert of the Pipe  (in terms of a R.L)","Metres",null,1]
["Water Supply","Node","Outlet Node","Pipe Invert RL (m)","Level at the invert of the Pipe  (in terms of a R.L)","Metres",null,1]
["Wastewater","Node","Outlet Node","Pipe Invert RL (m)","Level at the invert of the Pipe  (in terms of a R.L)","Metres",null,1]
["Irrigation","Basin","Oxidation Pond","Lining Material","Lining Material used to line the base or sides of the Storage System",null,"A_MTLLIN",1]
["Irrigation","Basin","Oxidation Pond","Base Length (m)","Base Length of the Storage System","Metres",null,1]
["Irrigation","Basin","Oxidation Pond","Base Width (m)","Base Width of the Storage System","Metres",null,1]
["Irrigation","Basin","Oxidation Pond","Base Area (m2)","Base Area of the Storage System","Square metres",null,1]
["Irrigation","Basin","Oxidation Pond","Volume (m3)","Volume of the Storage System at full capacity","Cubic metres",null,1]
["Irrigation","Basin","Oxidation Pond","Top RL (m)","Level at the top of the  Storage System (in terms of a R.L)","Metres",null,1]
["Irrigation","Basin","Oxidation Pond","Base RL (m)","Level at the base of Storage System (in terms of a R.L)","Metres",null,1]
["Irrigation","Basin","Oxidation Pond","Overflow RL (m)","Level of the Storage System at its breach point (in terms of a R.L)","Metres",null,1]
["Stockwater","Basin","Oxidation Pond","Lining Material","Lining Material used to line the base or sides of the Storage System",null,"A_MTLLIN",1]
["Stockwater","Basin","Oxidation Pond","Base Length (m)","Base Length of the Storage System","Metres",null,1]
["Stockwater","Basin","Oxidation Pond","Base Width (m)","Base Width of the Storage System","Metres",null,1]
["Stockwater","Basin","Oxidation Pond","Base Area (m2)","Base Area of the Storage System","Square metres",null,1]
["Stockwater","Basin","Oxidation Pond","Volume (m3)","Volume of the Storage System at full capacity","Cubic metres",null,1]
["Stockwater","Basin","Oxidation Pond","Top RL (m)","Level at the top of the  Storage System (in terms of a R.L)","Metres",null,1]
["Stockwater","Basin","Oxidation Pond","Base RL (m)","Level at the base of Storage System (in terms of a R.L)","Metres",null,1]
["Stockwater","Basin","Oxidation Pond","Overflow RL (m)","Level of the Storage System at its breach point (in terms of a R.L)","Metres",null,1]
["Stormwater","Basin","Oxidation Pond","Lining Material","Lining Material used to line the base or sides of the Storage System",null,"A_MTLLIN",1]
["Stormwater","Basin","Oxidation Pond","Base Length (m)","Base Length of the Storage System","Metres",null,1]
["Stormwater","Basin","Oxidation Pond","Base Width (m)","Base Width of the Storage System","Metres",null,1]
["Stormwater","Basin","Oxidation Pond","Base Area (m2)","Base Area of the Storage System","Square metres",null,1]
["Stormwater","Basin","Oxidation Pond","Volume (m3)","Volume of the Storage System at full capacity","Cubic metres",null,1]
["Stormwater","Basin","Oxidation Pond","Top RL (m)","Level at the top of the  Storage System (in terms of a R.L)","Metres",null,1]
["Stormwater","Basin","Oxidation Pond","Base RL (m)","Level at the base of Storage System (in terms of a R.L)","Metres",null,1]
["Stormwater","Basin","Oxidation Pond","Overflow RL (m)","Level of the Storage System at its breach point (in terms of a R.L)","Metres",null,1]
["Water Supply","Basin","Oxidation Pond","Lining Material","Lining Material used to line the base or sides of the Storage System",null,"A_MTLLIN",1]
["Water Supply","Basin","Oxidation Pond","Base Length (m)","Base Length of the Storage System","Metres",null,1]
["Water Supply","Basin","Oxidation Pond","Base Width (m)","Base Width of the Storage System","Metres",null,1]
["Water Supply","Basin","Oxidation Pond","Base Area (m2)","Base Area of the Storage System","Square metres",null,1]
["Water Supply","Basin","Oxidation Pond","Volume (m3)","Volume of the Storage System at full capacity","Cubic metres",null,1]
["Water Supply","Basin","Oxidation Pond","Top RL (m)","Level at the top of the  Storage System (in terms of a R.L)","Metres",null,1]
["Water Supply","Basin","Oxidation Pond","Base RL (m)","Level at the base of Storage System (in terms of a R.L)","Metres",null,1]
["Water Supply","Basin","Oxidation Pond","Overflow RL (m)","Level of the Storage System at its breach point (in terms of a R.L)","Metres",null,1]
["Wastewater","Basin","Oxidation Pond","Lining Material","Lining Material used to line the base or sides of the Storage System",null,"A_MTLLIN",1]
["Wastewater","Basin","Oxidation Pond","Base Length (m)","Base Length of the Storage System","Metres",null,1]
["Wastewater","Basin","Oxidation Pond","Base Width (m)","Base Width of the Storage System","Metres",null,1]
["Wastewater","Basin","Oxidation Pond","Base Area (m2)","Base Area of the Storage System","Square metres",null,1]
["Wastewater","Basin","Oxidation Pond","Volume (m3)","Volume of the Storage System at full capacity","Cubic metres",null,1]
["Wastewater","Basin","Oxidation Pond","Top RL (m)","Level at the top of the  Storage System (in terms of a R.L)","Metres",null,1]
["Wastewater","Basin","Oxidation Pond","Base RL (m)","Level at the base of Storage System (in terms of a R.L)","Metres",null,1]
["Wastewater","Basin","Oxidation Pond","Overflow RL (m)","Level of the Storage System at its breach point (in terms of a R.L)","Metres",null,1]
["Irrigation","Instrument","pH Analyser","Input Voltage (V)","To define the rated Supply Voltage","Volts","A_CLSVLT",1]
["Irrigation","Instrument","pH Analyser","Locality","Physical location of the Asset",null,"A_POSVRS",1]
["Irrigation","Instrument","pH Analyser","Monitoring Type","Method used for monitoring, recording and reporting of data",null,"A_MTHMNT",1]
["Irrigation","Instrument","pH Analyser","Comms Protocol","Communications method used for sending and receiving data",null,"A_TYPCOM",1]
["Irrigation","Instrument","pH Analyser","Calibration Agent",null,null,null,1]
["Irrigation","Instrument","pH Analyser","Calibration Number",null,null,null,1]
["Irrigation","Instrument","pH Analyser","Calibration Exp Date",null,null,null,1]
["Irrigation","Instrument","pH Analyser","Instrument Range","Approved range for measuring the data",null,null,1]
["Stockwater","Instrument","pH Analyser","Input Voltage (V)","To define the rated Supply Voltage","Volts","A_CLSVLT",1]
["Stockwater","Instrument","pH Analyser","Locality","Physical location of the Asset",null,"A_POSVRS",1]
["Stockwater","Instrument","pH Analyser","Monitoring Type","Method used for monitoring, recording and reporting of data",null,"A_MTHMNT",1]
["Stockwater","Instrument","pH Analyser","Comms Protocol","Communications method used for sending and receiving data",null,"A_TYPCOM",1]
["Stockwater","Instrument","pH Analyser","Calibration Agent",null,null,null,1]
["Stockwater","Instrument","pH Analyser","Calibration Number",null,null,null,1]
["Stockwater","Instrument","pH Analyser","Calibration Exp Date",null,null,null,1]
["Stockwater","Instrument","pH Analyser","Instrument Range","Approved range for measuring the data",null,null,1]
["Stormwater","Instrument","pH Analyser","Input Voltage (V)","To define the rated Supply Voltage","Volts","A_CLSVLT",1]
["Stormwater","Instrument","pH Analyser","Locality","Physical location of the Asset",null,"A_POSVRS",1]
["Stormwater","Instrument","pH Analyser","Monitoring Type","Method used for monitoring, recording and reporting of data",null,"A_MTHMNT",1]
["Stormwater","Instrument","pH Analyser","Comms Protocol","Communications method used for sending and receiving data",null,"A_TYPCOM",1]
["Stormwater","Instrument","pH Analyser","Calibration Agent",null,null,null,1]
["Stormwater","Instrument","pH Analyser","Calibration Number",null,null,null,1]
["Stormwater","Instrument","pH Analyser","Calibration Exp Date",null,null,null,1]
["Stormwater","Instrument","pH Analyser","Instrument Range","Approved range for measuring the data",null,null,1]
["Water Supply","Instrument","pH Analyser","Input Voltage (V)","To define the rated Supply Voltage","Volts","A_CLSVLT",1]
["Water Supply","Instrument","pH Analyser","Locality","Physical location of the Asset",null,"A_POSVRS",1]
["Water Supply","Instrument","pH Analyser","Monitoring Type","Method used for monitoring, recording and reporting of data",null,"A_MTHMNT",1]
["Water Supply","Instrument","pH Analyser","Comms Protocol","Communications method used for sending and receiving data",null,"A_TYPCOM",1]
["Water Supply","Instrument","pH Analyser","Calibration Agent",null,null,null,1]
["Water Supply","Instrument","pH Analyser","Calibration Number",null,null,null,1]
["Water Supply","Instrument","pH Analyser","Calibration Exp Date",null,null,null,1]
["Water Supply","Instrument","pH Analyser","Instrument Range","Approved range for measuring the data",null,null,1]
["Wastewater","Instrument","pH Analyser","Input Voltage (V)","To define the rated Supply Voltage","Volts","A_CLSVLT",1]
["Wastewater","Instrument","pH Analyser","Locality","Physical location of the Asset",null,"A_POSVRS",1]
["Wastewater","Instrument","pH Analyser","Monitoring Type","Method used for monitoring, recording and reporting of data",null,"A_MTHMNT",1]
["Wastewater","Instrument","pH Analyser","Comms Protocol","Communications method used for sending and receiving data",null,"A_TYPCOM",1]
["Wastewater","Instrument","pH Analyser","Calibration Agent",null,null,null,1]
["Wastewater","Instrument","pH Analyser","Calibration Number",null,null,null,1]
["Wastewater","Instrument","pH Analyser","Calibration Exp Date",null,null,null,1]
["Wastewater","Instrument","pH Analyser","Instrument Range","Approved range for measuring the data",null,null,1]
["Water Supply","Instrument","pH Analyser","Manufacturer","Name of the manufacturer",null,null,1]
["Water Supply","Instrument","pH Analyser","Model","Name of the manufacturer model",null,null,1]
["Water Supply","Instrument","pH Analyser","Serial Number","Identification code supplied by the manufacturer",null,null,1]
["Water Supply","Instrument","pH Analyser","Warranty Expiry Date","Expiry date of the warranty period",null,null,1]
["Stormwater","Instrument","pH Analyser","Manufacturer","Name of the manufacturer",null,null,1]
["Stormwater","Instrument","pH Analyser","Model","Name of the manufacturer model",null,null,1]
["Stormwater","Instrument","pH Analyser","Serial Number","Identification code supplied by the manufacturer",null,null,1]
["Stormwater","Instrument","pH Analyser","Warranty Expiry Date","Expiry date of the warranty period",null,null,1]
["Wastewater","Instrument","pH Analyser","Manufacturer","Name of the manufacturer",null,null,1]
["Wastewater","Instrument","pH Analyser","Model","Name of the manufacturer model",null,null,1]
["Wastewater","Instrument","pH Analyser","Serial Number","Identification code supplied by the manufacturer",null,null,1]
["Wastewater","Instrument","pH Analyser","Warranty Expiry Date","Expiry date of the warranty period",null,null,1]
["Stockwater","Instrument","pH Analyser","Manufacturer","Name of the manufacturer",null,null,1]
["Stockwater","Instrument","pH Analyser","Model","Name of the manufacturer model",null,null,1]
["Stockwater","Instrument","pH Analyser","Serial Number","Identification code supplied by the manufacturer",null,null,1]
["Stockwater","Instrument","pH Analyser","Warranty Expiry Date","Expiry date of the warranty period",null,null,1]
["Irrigation","Instrument","pH Analyser","Manufacturer","Name of the manufacturer",null,null,1]
["Irrigation","Instrument","pH Analyser","Model","Name of the manufacturer model",null,null,1]
["Irrigation","Instrument","pH Analyser","Serial Number","Identification code supplied by the manufacturer",null,null,1]
["Irrigation","Instrument","pH Analyser","Warranty Expiry Date","Expiry date of the warranty period",null,null,1]
["Irrigation","Instrument","pH Turbidity Analyser","Input Voltage (V)","To define the rated Supply Voltage","Volts","A_CLSVLT",1]
["Irrigation","Instrument","pH Turbidity Analyser","Locality","Physical location of the Asset",null,"A_POSVRS",1]
["Irrigation","Instrument","pH Turbidity Analyser","Monitoring Type","Method used for monitoring, recording and reporting of data",null,"A_MTHMNT",1]
["Irrigation","Instrument","pH Turbidity Analyser","Comms Protocol","Communications method used for sending and receiving data",null,"A_TYPCOM",1]
["Irrigation","Instrument","pH Turbidity Analyser","Calibration Agent",null,null,null,1]
["Irrigation","Instrument","pH Turbidity Analyser","Calibration Number",null,null,null,1]
["Irrigation","Instrument","pH Turbidity Analyser","Calibration Exp Date",null,null,null,1]
["Irrigation","Instrument","pH Turbidity Analyser","Instrument Range","Approved range for measuring the data",null,null,1]
["Stockwater","Instrument","pH Turbidity Analyser","Input Voltage (V)","To define the rated Supply Voltage","Volts","A_CLSVLT",1]
["Stockwater","Instrument","pH Turbidity Analyser","Locality","Physical location of the Asset",null,"A_POSVRS",1]
["Stockwater","Instrument","pH Turbidity Analyser","Monitoring Type","Method used for monitoring, recording and reporting of data",null,"A_MTHMNT",1]
["Stockwater","Instrument","pH Turbidity Analyser","Comms Protocol","Communications method used for sending and receiving data",null,"A_TYPCOM",1]
["Stockwater","Instrument","pH Turbidity Analyser","Calibration Agent",null,null,null,1]
["Stockwater","Instrument","pH Turbidity Analyser","Calibration Number",null,null,null,1]
["Stockwater","Instrument","pH Turbidity Analyser","Calibration Exp Date",null,null,null,1]
["Stockwater","Instrument","pH Turbidity Analyser","Instrument Range","Approved range for measuring the data",null,null,1]
["Stormwater","Instrument","pH Turbidity Analyser","Input Voltage (V)","To define the rated Supply Voltage","Volts","A_CLSVLT",1]
["Stormwater","Instrument","pH Turbidity Analyser","Locality","Physical location of the Asset",null,"A_POSVRS",1]
["Stormwater","Instrument","pH Turbidity Analyser","Monitoring Type","Method used for monitoring, recording and reporting of data",null,"A_MTHMNT",1]
["Stormwater","Instrument","pH Turbidity Analyser","Comms Protocol","Communications method used for sending and receiving data",null,"A_TYPCOM",1]
["Stormwater","Instrument","pH Turbidity Analyser","Calibration Agent",null,null,null,1]
["Stormwater","Instrument","pH Turbidity Analyser","Calibration Number",null,null,null,1]
["Stormwater","Instrument","pH Turbidity Analyser","Calibration Exp Date",null,null,null,1]
["Stormwater","Instrument","pH Turbidity Analyser","Instrument Range","Approved range for measuring the data",null,null,1]
["Water Supply","Instrument","pH Turbidity Analyser","Input Voltage (V)","To define the rated Supply Voltage","Volts","A_CLSVLT",1]
["Water Supply","Instrument","pH Turbidity Analyser","Locality","Physical location of the Asset",null,"A_POSVRS",1]
["Water Supply","Instrument","pH Turbidity Analyser","Monitoring Type","Method used for monitoring, recording and reporting of data",null,"A_MTHMNT",1]
["Water Supply","Instrument","pH Turbidity Analyser","Comms Protocol","Communications method used for sending and receiving data",null,"A_TYPCOM",1]
["Water Supply","Instrument","pH Turbidity Analyser","Calibration Agent",null,null,null,1]
["Water Supply","Instrument","pH Turbidity Analyser","Calibration Number",null,null,null,1]
["Water Supply","Instrument","pH Turbidity Analyser","Calibration Exp Date",null,null,null,1]
["Water Supply","Instrument","pH Turbidity Analyser","Instrument Range","Approved range for measuring the data",null,null,1]
["Wastewater","Instrument","pH Turbidity Analyser","Input Voltage (V)","To define the rated Supply Voltage","Volts","A_CLSVLT",1]
["Wastewater","Instrument","pH Turbidity Analyser","Locality","Physical location of the Asset",null,"A_POSVRS",1]
["Wastewater","Instrument","pH Turbidity Analyser","Monitoring Type","Method used for monitoring, recording and reporting of data",null,"A_MTHMNT",1]
["Wastewater","Instrument","pH Turbidity Analyser","Comms Protocol","Communications method used for sending and receiving data",null,"A_TYPCOM",1]
["Wastewater","Instrument","pH Turbidity Analyser","Calibration Agent",null,null,null,1]
["Wastewater","Instrument","pH Turbidity Analyser","Calibration Number",null,null,null,1]
["Wastewater","Instrument","pH Turbidity Analyser","Calibration Exp Date",null,null,null,1]
["Wastewater","Instrument","pH Turbidity Analyser","Instrument Range","Approved range for measuring the data",null,null,1]
["Water Supply","Instrument","pH Turbidity Analyser","Manufacturer","Name of the manufacturer",null,null,1]
["Water Supply","Instrument","pH Turbidity Analyser","Model","Name of the manufacturer model",null,null,1]
["Water Supply","Instrument","pH Turbidity Analyser","Serial Number","Identification code supplied by the manufacturer",null,null,1]
["Water Supply","Instrument","pH Turbidity Analyser","Warranty Expiry Date","Expiry date of the warranty period",null,null,1]
["Stormwater","Instrument","pH Turbidity Analyser","Manufacturer","Name of the manufacturer",null,null,1]
["Stormwater","Instrument","pH Turbidity Analyser","Model","Name of the manufacturer model",null,null,1]
["Stormwater","Instrument","pH Turbidity Analyser","Serial Number","Identification code supplied by the manufacturer",null,null,1]
["Stormwater","Instrument","pH Turbidity Analyser","Warranty Expiry Date","Expiry date of the warranty period",null,null,1]
["Wastewater","Instrument","pH Turbidity Analyser","Manufacturer","Name of the manufacturer",null,null,1]
["Wastewater","Instrument","pH Turbidity Analyser","Model","Name of the manufacturer model",null,null,1]
["Wastewater","Instrument","pH Turbidity Analyser","Serial Number","Identification code supplied by the manufacturer",null,null,1]
["Wastewater","Instrument","pH Turbidity Analyser","Warranty Expiry Date","Expiry date of the warranty period",null,null,1]
["Stockwater","Instrument","pH Turbidity Analyser","Manufacturer","Name of the manufacturer",null,null,1]
["Stockwater","Instrument","pH Turbidity Analyser","Model","Name of the manufacturer model",null,null,1]
["Stockwater","Instrument","pH Turbidity Analyser","Serial Number","Identification code supplied by the manufacturer",null,null,1]
["Stockwater","Instrument","pH Turbidity Analyser","Warranty Expiry Date","Expiry date of the warranty period",null,null,1]
["Irrigation","Instrument","pH Turbidity Analyser","Manufacturer","Name of the manufacturer",null,null,1]
["Irrigation","Instrument","pH Turbidity Analyser","Model","Name of the manufacturer model",null,null,1]
["Irrigation","Instrument","pH Turbidity Analyser","Serial Number","Identification code supplied by the manufacturer",null,null,1]
["Irrigation","Instrument","pH Turbidity Analyser","Warranty Expiry Date","Expiry date of the warranty period",null,null,1]
["Irrigation","Structure","Pipe Bridge","Material","Material used to manufacture the Asset",null,"A_MTLSTR",1]
["Irrigation","Structure","Pipe Bridge","Construction Method","Construction method used to form Asset",null,"A_MTHSTR",1]
["Irrigation","Structure","Pipe Bridge","Length (m)","Total length of the Assset","Metres",null,1]
["Irrigation","Structure","Pipe Bridge","Height (m)","Total height of the Asset (above ground)","Metres",null,1]
["Irrigation","Structure","Pipe Bridge","Top RL (m)","Level at the top of the Asset (in terms of a R.L). Refer technical chapter for details","Metres",null,1]
["Stockwater","Structure","Pipe Bridge","Material","Material used to manufacture the Asset",null,"A_MTLSTR",1]
["Stockwater","Structure","Pipe Bridge","Construction Method","Construction method used to form Asset",null,"A_MTHSTR",1]
["Stockwater","Structure","Pipe Bridge","Length (m)","Total length of the Assset","Metres",null,1]
["Stockwater","Structure","Pipe Bridge","Height (m)","Total height of the Asset (above ground)","Metres",null,1]
["Stockwater","Structure","Pipe Bridge","Top RL (m)","Level at the top of the Asset (in terms of a R.L). Refer technical chapter for details","Metres",null,1]
["Stormwater","Structure","Pipe Bridge","Material","Material used to manufacture the Asset",null,"A_MTLSTR",1]
["Stormwater","Structure","Pipe Bridge","Construction Method","Construction method used to form Asset",null,"A_MTHSTR",1]
["Stormwater","Structure","Pipe Bridge","Length (m)","Total length of the Assset","Metres",null,1]
["Stormwater","Structure","Pipe Bridge","Height (m)","Total height of the Asset (above ground)","Metres",null,1]
["Stormwater","Structure","Pipe Bridge","Top RL (m)","Level at the top of the Asset (in terms of a R.L). Refer technical chapter for details","Metres",null,1]
["Water Supply","Structure","Pipe Bridge","Material","Material used to manufacture the Asset",null,"A_MTLSTR",1]
["Water Supply","Structure","Pipe Bridge","Construction Method","Construction method used to form Asset",null,"A_MTHSTR",1]
["Water Supply","Structure","Pipe Bridge","Length (m)","Total length of the Assset","Metres",null,1]
["Water Supply","Structure","Pipe Bridge","Height (m)","Total height of the Asset (above ground)","Metres",null,1]
["Water Supply","Structure","Pipe Bridge","Top RL (m)","Level at the top of the Asset (in terms of a R.L). Refer technical chapter for details","Metres",null,1]
["Wastewater","Structure","Pipe Bridge","Material","Material used to manufacture the Asset",null,"A_MTLSTR",1]
["Wastewater","Structure","Pipe Bridge","Construction Method","Construction method used to form Asset",null,"A_MTHSTR",1]
["Wastewater","Structure","Pipe Bridge","Length (m)","Total length of the Assset","Metres",null,1]
["Wastewater","Structure","Pipe Bridge","Height (m)","Total height of the Asset (above ground)","Metres",null,1]
["Wastewater","Structure","Pipe Bridge","Top RL (m)","Level at the top of the Asset (in terms of a R.L). Refer technical chapter for details","Metres",null,1]
["Irrigation","Node","Pipe Invert Point","Pipe Invert RL (m)","Level at the invert of the Pipe  (in terms of a R.L)","Metres",null,1]
["Stockwater","Node","Pipe Invert Point","Pipe Invert RL (m)","Level at the invert of the Pipe  (in terms of a R.L)","Metres",null,1]
["Stormwater","Node","Pipe Invert Point","Pipe Invert RL (m)","Level at the invert of the Pipe  (in terms of a R.L)","Metres",null,1]
["Water Supply","Node","Pipe Invert Point","Pipe Invert RL (m)","Level at the invert of the Pipe  (in terms of a R.L)","Metres",null,1]
["Wastewater","Node","Pipe Invert Point","Pipe Invert RL (m)","Level at the invert of the Pipe  (in terms of a R.L)","Metres",null,1]
["Irrigation","Site Services","Platform and Walkway","Material","Material used to manufacture the Asset",null,"A_MTLCHT",1]
["Irrigation","Site Services","Platform and Walkway","Length (m)","Total Length of the Asset","Metres",null,1]
["Irrigation","Site Services","Platform and Walkway","Width (m)","Total Width of the Asset","Metres",null,1]
["Irrigation","Site Services","Platform and Walkway","Height (m)","Total Height of the Asset from base to top","Metres",null,1]
["Irrigation","Site Services","Platform and Walkway","Area (m2)","Total Area of the Asset","Square metres",null,1]
["Irrigation","Site Services","Platform and Walkway","Max Rated Load (kN)","Approved Safe Working Load of the Asset","Kilonewtons",null,1]
["Stockwater","Site Services","Platform and Walkway","Material","Material used to manufacture the Asset",null,"A_MTLCHT",1]
["Stockwater","Site Services","Platform and Walkway","Length (m)","Total Length of the Asset","Metres",null,1]
["Stockwater","Site Services","Platform and Walkway","Width (m)","Total Width of the Asset","Metres",null,1]
["Stockwater","Site Services","Platform and Walkway","Height (m)","Total Height of the Asset from base to top","Metres",null,1]
["Stockwater","Site Services","Platform and Walkway","Area (m2)","Total Area of the Asset","Square metres",null,1]
["Stockwater","Site Services","Platform and Walkway","Max Rated Load (kN)","Approved Safe Working Load of the Asset","Kilonewtons",null,1]
["Stormwater","Site Services","Platform and Walkway","Material","Material used to manufacture the Asset",null,"A_MTLCHT",1]
["Stormwater","Site Services","Platform and Walkway","Length (m)","Total Length of the Asset","Metres",null,1]
["Stormwater","Site Services","Platform and Walkway","Width (m)","Total Width of the Asset","Metres",null,1]
["Stormwater","Site Services","Platform and Walkway","Height (m)","Total Height of the Asset from base to top","Metres",null,1]
["Stormwater","Site Services","Platform and Walkway","Area (m2)","Total Area of the Asset","Square metres",null,1]
["Stormwater","Site Services","Platform and Walkway","Max Rated Load (kN)","Approved Safe Working Load of the Asset","Kilonewtons",null,1]
["Water Supply","Site Services","Platform and Walkway","Material","Material used to manufacture the Asset",null,"A_MTLCHT",1]
["Water Supply","Site Services","Platform and Walkway","Length (m)","Total Length of the Asset","Metres",null,1]
["Water Supply","Site Services","Platform and Walkway","Width (m)","Total Width of the Asset","Metres",null,1]
["Water Supply","Site Services","Platform and Walkway","Height (m)","Total Height of the Asset from base to top","Metres",null,1]
["Water Supply","Site Services","Platform and Walkway","Area (m2)","Total Area of the Asset","Square metres",null,1]
["Water Supply","Site Services","Platform and Walkway","Max Rated Load (kN)","Approved Safe Working Load of the Asset","Kilonewtons",null,1]
["Wastewater","Site Services","Platform and Walkway","Material","Material used to manufacture the Asset",null,"A_MTLCHT",1]
["Wastewater","Site Services","Platform and Walkway","Length (m)","Total Length of the Asset","Metres",null,1]
["Wastewater","Site Services","Platform and Walkway","Width (m)","Total Width of the Asset","Metres",null,1]
["Wastewater","Site Services","Platform and Walkway","Height (m)","Total Height of the Asset from base to top","Metres",null,1]
["Wastewater","Site Services","Platform and Walkway","Area (m2)","Total Area of the Asset","Square metres",null,1]
["Wastewater","Site Services","Platform and Walkway","Max Rated Load (kN)","Approved Safe Working Load of the Asset","Kilonewtons",null,1]
["Irrigation","Mechanical Plant","Pond Aerator","Input Voltage (V)","The rated Supply Voltage","Volts","A_CLSVLT",1]
["Irrigation","Mechanical Plant","Pond Aerator","Control Type","Control method used to manage the Asset",null,"A_TYPCTL",1]
["Irrigation","Mechanical Plant","Pond Aerator","Aerator Type","Type of Aerator installed",null,"A_TYPAIR",1]
["Irrigation","Mechanical Plant","Pond Aerator","Weight (kg)","Total weight of Asset","Kilograms",null,1]
["Irrigation","Mechanical Plant","Pond Aerator","Motor Output (kW)","Power Rating of the Asset under maximun power","Kilowatts",null,1]
["Irrigation","Mechanical Plant","Pond Aerator","Speed (rpm)"," Operating Speed under normal operation","Revolutions per minute",null,1]
["Irrigation","Mechanical Plant","Pond Aerator","Cable Length (m)","Total length of Cable between device and termination point","Metres",null,1]
["Irrigation","Mechanical Plant","Pond Aerator","Current Rating (A)","Maximum Operating Current at full power","Amperes",null,1]
["Stockwater","Mechanical Plant","Pond Aerator","Input Voltage (V)","The rated Supply Voltage","Volts","A_CLSVLT",1]
["Stockwater","Mechanical Plant","Pond Aerator","Control Type","Control method used to manage the Asset",null,"A_TYPCTL",1]
["Stockwater","Mechanical Plant","Pond Aerator","Aerator Type","Type of Aerator installed",null,"A_TYPAIR",1]
["Stockwater","Mechanical Plant","Pond Aerator","Weight (kg)","Total weight of Asset","Kilograms",null,1]
["Stockwater","Mechanical Plant","Pond Aerator","Motor Output (kW)","Power Rating of the Asset under maximun power","Kilowatts",null,1]
["Stockwater","Mechanical Plant","Pond Aerator","Speed (rpm)"," Operating Speed under normal operation","Revolutions per minute",null,1]
["Stockwater","Mechanical Plant","Pond Aerator","Cable Length (m)","Total length of Cable between device and termination point","Metres",null,1]
["Stockwater","Mechanical Plant","Pond Aerator","Current Rating (A)","Maximum Operating Current at full power","Amperes",null,1]
["Stormwater","Mechanical Plant","Pond Aerator","Input Voltage (V)","The rated Supply Voltage","Volts","A_CLSVLT",1]
["Stormwater","Mechanical Plant","Pond Aerator","Control Type","Control method used to manage the Asset",null,"A_TYPCTL",1]
["Stormwater","Mechanical Plant","Pond Aerator","Aerator Type","Type of Aerator installed",null,"A_TYPAIR",1]
["Stormwater","Mechanical Plant","Pond Aerator","Weight (kg)","Total weight of Asset","Kilograms",null,1]
["Stormwater","Mechanical Plant","Pond Aerator","Motor Output (kW)","Power Rating of the Asset under maximun power","Kilowatts",null,1]
["Stormwater","Mechanical Plant","Pond Aerator","Speed (rpm)"," Operating Speed under normal operation","Revolutions per minute",null,1]
["Stormwater","Mechanical Plant","Pond Aerator","Cable Length (m)","Total length of Cable between device and termination point","Metres",null,1]
["Stormwater","Mechanical Plant","Pond Aerator","Current Rating (A)","Maximum Operating Current at full power","Amperes",null,1]
["Water Supply","Mechanical Plant","Pond Aerator","Input Voltage (V)","The rated Supply Voltage","Volts","A_CLSVLT",1]
["Water Supply","Mechanical Plant","Pond Aerator","Control Type","Control method used to manage the Asset",null,"A_TYPCTL",1]
["Water Supply","Mechanical Plant","Pond Aerator","Aerator Type","Type of Aerator installed",null,"A_TYPAIR",1]
["Water Supply","Mechanical Plant","Pond Aerator","Weight (kg)","Total weight of Asset","Kilograms",null,1]
["Water Supply","Mechanical Plant","Pond Aerator","Motor Output (kW)","Power Rating of the Asset under maximun power","Kilowatts",null,1]
["Water Supply","Mechanical Plant","Pond Aerator","Speed (rpm)"," Operating Speed under normal operation","Revolutions per minute",null,1]
["Water Supply","Mechanical Plant","Pond Aerator","Cable Length (m)","Total length of Cable between device and termination point","Metres",null,1]
["Water Supply","Mechanical Plant","Pond Aerator","Current Rating (A)","Maximum Operating Current at full power","Amperes",null,1]
["Wastewater","Mechanical Plant","Pond Aerator","Input Voltage (V)","The rated Supply Voltage","Volts","A_CLSVLT",1]
["Wastewater","Mechanical Plant","Pond Aerator","Control Type","Control method used to manage the Asset",null,"A_TYPCTL",1]
["Wastewater","Mechanical Plant","Pond Aerator","Aerator Type","Type of Aerator installed",null,"A_TYPAIR",1]
["Wastewater","Mechanical Plant","Pond Aerator","Weight (kg)","Total weight of Asset","Kilograms",null,1]
["Wastewater","Mechanical Plant","Pond Aerator","Motor Output (kW)","Power Rating of the Asset under maximun power","Kilowatts",null,1]
["Wastewater","Mechanical Plant","Pond Aerator","Speed (rpm)"," Operating Speed under normal operation","Revolutions per minute",null,1]
["Wastewater","Mechanical Plant","Pond Aerator","Cable Length (m)","Total length of Cable between device and termination point","Metres",null,1]
["Wastewater","Mechanical Plant","Pond Aerator","Current Rating (A)","Maximum Operating Current at full power","Amperes",null,1]
["Water Supply","Mechanical Plant","Pond Aerator","Manufacturer","Name of the manufacturer",null,null,1]
["Water Supply","Mechanical Plant","Pond Aerator","Model","Name of the manufacturer model",null,null,1]
["Water Supply","Mechanical Plant","Pond Aerator","Serial Number","Identification code supplied by the manufacturer",null,null,1]
["Water Supply","Mechanical Plant","Pond Aerator","Warranty Expiry Date","Expiry date of the warranty period",null,null,1]
["Irrigation","Mechanical Plant","Pond Aerator","Manufacturer","Name of the manufacturer",null,null,1]
["Irrigation","Mechanical Plant","Pond Aerator","Model","Name of the manufacturer model",null,null,1]
["Irrigation","Mechanical Plant","Pond Aerator","Serial Number","Identification code supplied by the manufacturer",null,null,1]
["Irrigation","Mechanical Plant","Pond Aerator","Warranty Expiry Date","Expiry date of the warranty period",null,null,1]
["Stockwater","Mechanical Plant","Pond Aerator","Manufacturer","Name of the manufacturer",null,null,1]
["Stockwater","Mechanical Plant","Pond Aerator","Model","Name of the manufacturer model",null,null,1]
["Stockwater","Mechanical Plant","Pond Aerator","Serial Number","Identification code supplied by the manufacturer",null,null,1]
["Stockwater","Mechanical Plant","Pond Aerator","Warranty Expiry Date","Expiry date of the warranty period",null,null,1]
["Wastewater","Mechanical Plant","Pond Aerator","Manufacturer","Name of the manufacturer",null,null,1]
["Wastewater","Mechanical Plant","Pond Aerator","Model","Name of the manufacturer model",null,null,1]
["Wastewater","Mechanical Plant","Pond Aerator","Serial Number","Identification code supplied by the manufacturer",null,null,1]
["Wastewater","Mechanical Plant","Pond Aerator","Warranty Expiry Date","Expiry date of the warranty period",null,null,1]
["Stormwater","Mechanical Plant","Pond Aerator","Manufacturer","Name of the manufacturer",null,null,1]
["Stormwater","Mechanical Plant","Pond Aerator","Model","Name of the manufacturer model",null,null,1]
["Stormwater","Mechanical Plant","Pond Aerator","Serial Number","Identification code supplied by the manufacturer",null,null,1]
["Stormwater","Mechanical Plant","Pond Aerator","Warranty Expiry Date","Expiry date of the warranty period",null,null,1]
["Irrigation","Site Services","Pond Baffle","Material","Material used to manufacture the Asset",null,"A_MTLCHT",1]
["Irrigation","Site Services","Pond Baffle","Length (m)","Total Length of the Asset","Metres",null,1]
["Irrigation","Site Services","Pond Baffle","Width (m)","Total Width of the Asset","Metres",null,1]
["Irrigation","Site Services","Pond Baffle","Height (m)","Total Height of the Asset from base to top","Metres",null,1]
["Stockwater","Site Services","Pond Baffle","Material","Material used to manufacture the Asset",null,"A_MTLCHT",1]
["Stockwater","Site Services","Pond Baffle","Length (m)","Total Length of the Asset","Metres",null,1]
["Stockwater","Site Services","Pond Baffle","Width (m)","Total Width of the Asset","Metres",null,1]
["Stockwater","Site Services","Pond Baffle","Height (m)","Total Height of the Asset from base to top","Metres",null,1]
["Stormwater","Site Services","Pond Baffle","Material","Material used to manufacture the Asset",null,"A_MTLCHT",1]
["Stormwater","Site Services","Pond Baffle","Length (m)","Total Length of the Asset","Metres",null,1]
["Stormwater","Site Services","Pond Baffle","Width (m)","Total Width of the Asset","Metres",null,1]
["Stormwater","Site Services","Pond Baffle","Height (m)","Total Height of the Asset from base to top","Metres",null,1]
["Water Supply","Site Services","Pond Baffle","Material","Material used to manufacture the Asset",null,"A_MTLCHT",1]
["Water Supply","Site Services","Pond Baffle","Length (m)","Total Length of the Asset","Metres",null,1]
["Water Supply","Site Services","Pond Baffle","Width (m)","Total Width of the Asset","Metres",null,1]
["Water Supply","Site Services","Pond Baffle","Height (m)","Total Height of the Asset from base to top","Metres",null,1]
["Wastewater","Site Services","Pond Baffle","Material","Material used to manufacture the Asset",null,"A_MTLCHT",1]
["Wastewater","Site Services","Pond Baffle","Length (m)","Total Length of the Asset","Metres",null,1]
["Wastewater","Site Services","Pond Baffle","Width (m)","Total Width of the Asset","Metres",null,1]
["Wastewater","Site Services","Pond Baffle","Height (m)","Total Height of the Asset from base to top","Metres",null,1]
["Irrigation","Mechanical Plant","Pond Mixer","Input Voltage (V)","The rated Supply Voltage","Volts","A_CLSVLT",1]
["Irrigation","Mechanical Plant","Pond Mixer","Control Type","Control method used to manage the Asset",null,"A_TYPCTL",1]
["Irrigation","Mechanical Plant","Pond Mixer","Weight (kg)","Total weight of Asset","Kilograms",null,1]
["Irrigation","Mechanical Plant","Pond Mixer","Motor Output (kW)","Power Rating of the Asset under maximun power","Kilowatts",null,1]
["Irrigation","Mechanical Plant","Pond Mixer","Speed (rpm)"," Operating Speed under normal operation","Revolutions per minute",null,1]
["Irrigation","Mechanical Plant","Pond Mixer","Cable Length (m)","Total length of Cable between device and termination point","Metres",null,1]
["Irrigation","Mechanical Plant","Pond Mixer","Current Rating (A)","Maximum Operating Current at full power","Amperes",null,1]
["Stockwater","Mechanical Plant","Pond Mixer","Input Voltage (V)","The rated Supply Voltage","Volts","A_CLSVLT",1]
["Stockwater","Mechanical Plant","Pond Mixer","Control Type","Control method used to manage the Asset",null,"A_TYPCTL",1]
["Stockwater","Mechanical Plant","Pond Mixer","Weight (kg)","Total weight of Asset","Kilograms",null,1]
["Stockwater","Mechanical Plant","Pond Mixer","Motor Output (kW)","Power Rating of the Asset under maximun power","Kilowatts",null,1]
["Stockwater","Mechanical Plant","Pond Mixer","Speed (rpm)"," Operating Speed under normal operation","Revolutions per minute",null,1]
["Stockwater","Mechanical Plant","Pond Mixer","Cable Length (m)","Total length of Cable between device and termination point","Metres",null,1]
["Stockwater","Mechanical Plant","Pond Mixer","Current Rating (A)","Maximum Operating Current at full power","Amperes",null,1]
["Stormwater","Mechanical Plant","Pond Mixer","Input Voltage (V)","The rated Supply Voltage","Volts","A_CLSVLT",1]
["Stormwater","Mechanical Plant","Pond Mixer","Control Type","Control method used to manage the Asset",null,"A_TYPCTL",1]
["Stormwater","Mechanical Plant","Pond Mixer","Weight (kg)","Total weight of Asset","Kilograms",null,1]
["Stormwater","Mechanical Plant","Pond Mixer","Motor Output (kW)","Power Rating of the Asset under maximun power","Kilowatts",null,1]
["Stormwater","Mechanical Plant","Pond Mixer","Speed (rpm)"," Operating Speed under normal operation","Revolutions per minute",null,1]
["Stormwater","Mechanical Plant","Pond Mixer","Cable Length (m)","Total length of Cable between device and termination point","Metres",null,1]
["Stormwater","Mechanical Plant","Pond Mixer","Current Rating (A)","Maximum Operating Current at full power","Amperes",null,1]
["Water Supply","Mechanical Plant","Pond Mixer","Input Voltage (V)","The rated Supply Voltage","Volts","A_CLSVLT",1]
["Water Supply","Mechanical Plant","Pond Mixer","Control Type","Control method used to manage the Asset",null,"A_TYPCTL",1]
["Water Supply","Mechanical Plant","Pond Mixer","Weight (kg)","Total weight of Asset","Kilograms",null,1]
["Water Supply","Mechanical Plant","Pond Mixer","Motor Output (kW)","Power Rating of the Asset under maximun power","Kilowatts",null,1]
["Water Supply","Mechanical Plant","Pond Mixer","Speed (rpm)"," Operating Speed under normal operation","Revolutions per minute",null,1]
["Water Supply","Mechanical Plant","Pond Mixer","Cable Length (m)","Total length of Cable between device and termination point","Metres",null,1]
["Water Supply","Mechanical Plant","Pond Mixer","Current Rating (A)","Maximum Operating Current at full power","Amperes",null,1]
["Wastewater","Mechanical Plant","Pond Mixer","Input Voltage (V)","The rated Supply Voltage","Volts","A_CLSVLT",1]
["Wastewater","Mechanical Plant","Pond Mixer","Control Type","Control method used to manage the Asset",null,"A_TYPCTL",1]
["Wastewater","Mechanical Plant","Pond Mixer","Weight (kg)","Total weight of Asset","Kilograms",null,1]
["Wastewater","Mechanical Plant","Pond Mixer","Motor Output (kW)","Power Rating of the Asset under maximun power","Kilowatts",null,1]
["Wastewater","Mechanical Plant","Pond Mixer","Speed (rpm)"," Operating Speed under normal operation","Revolutions per minute",null,1]
["Wastewater","Mechanical Plant","Pond Mixer","Cable Length (m)","Total length of Cable between device and termination point","Metres",null,1]
["Wastewater","Mechanical Plant","Pond Mixer","Current Rating (A)","Maximum Operating Current at full power","Amperes",null,1]
["Water Supply","Mechanical Plant","Pond Mixer","Manufacturer","Name of the manufacturer",null,null,1]
["Water Supply","Mechanical Plant","Pond Mixer","Model","Name of the manufacturer model",null,null,1]
["Water Supply","Mechanical Plant","Pond Mixer","Serial Number","Identification code supplied by the manufacturer",null,null,1]
["Water Supply","Mechanical Plant","Pond Mixer","Warranty Expiry Date","Expiry date of the warranty period",null,null,1]
["Irrigation","Mechanical Plant","Pond Mixer","Manufacturer","Name of the manufacturer",null,null,1]
["Irrigation","Mechanical Plant","Pond Mixer","Model","Name of the manufacturer model",null,null,1]
["Irrigation","Mechanical Plant","Pond Mixer","Serial Number","Identification code supplied by the manufacturer",null,null,1]
["Irrigation","Mechanical Plant","Pond Mixer","Warranty Expiry Date","Expiry date of the warranty period",null,null,1]
["Stockwater","Mechanical Plant","Pond Mixer","Manufacturer","Name of the manufacturer",null,null,1]
["Stockwater","Mechanical Plant","Pond Mixer","Model","Name of the manufacturer model",null,null,1]
["Stockwater","Mechanical Plant","Pond Mixer","Serial Number","Identification code supplied by the manufacturer",null,null,1]
["Stockwater","Mechanical Plant","Pond Mixer","Warranty Expiry Date","Expiry date of the warranty period",null,null,1]
["Wastewater","Mechanical Plant","Pond Mixer","Manufacturer","Name of the manufacturer",null,null,1]
["Wastewater","Mechanical Plant","Pond Mixer","Model","Name of the manufacturer model",null,null,1]
["Wastewater","Mechanical Plant","Pond Mixer","Serial Number","Identification code supplied by the manufacturer",null,null,1]
["Wastewater","Mechanical Plant","Pond Mixer","Warranty Expiry Date","Expiry date of the warranty period",null,null,1]
["Stormwater","Mechanical Plant","Pond Mixer","Manufacturer","Name of the manufacturer",null,null,1]
["Stormwater","Mechanical Plant","Pond Mixer","Model","Name of the manufacturer model",null,null,1]
["Stormwater","Mechanical Plant","Pond Mixer","Serial Number","Identification code supplied by the manufacturer",null,null,1]
["Stormwater","Mechanical Plant","Pond Mixer","Warranty Expiry Date","Expiry date of the warranty period",null,null,1]
["Irrigation","Electrical","Power Cable","Locality","Physical location in terms of its environmental conditions",null,"A_POSVRS",1]
["Irrigation","Electrical","Power Cable","Cable Type","Cable makeup and composition",null,"A_TYPCBL",1]
["Irrigation","Electrical","Power Cable","Cable Locality","Physical location in terms of its space occupancy",null,"A_POSCBL",1]
["Irrigation","Electrical","Power Cable","Power Rating (kW)","The highest input power the Asset is rated for","Kilowatts",null,1]
["Irrigation","Electrical","Power Cable","Current Rating (A)","Maximum Operating Current at full power","Amperes",null,1]
["Irrigation","Electrical","Power Cable","Cable Length (m)","Total length of Cable between device and termination point","Metres",null,1]
["Stockwater","Electrical","Power Cable","Locality","Physical location in terms of its environmental conditions",null,"A_POSVRS",1]
["Stockwater","Electrical","Power Cable","Cable Type","Cable makeup and composition",null,"A_TYPCBL",1]
["Stockwater","Electrical","Power Cable","Cable Locality","Physical location in terms of its space occupancy",null,"A_POSCBL",1]
["Stockwater","Electrical","Power Cable","Power Rating (kW)","The highest input power the Asset is rated for","Kilowatts",null,1]
["Stockwater","Electrical","Power Cable","Current Rating (A)","Maximum Operating Current at full power","Amperes",null,1]
["Stockwater","Electrical","Power Cable","Cable Length (m)","Total length of Cable between device and termination point","Metres",null,1]
["Stormwater","Electrical","Power Cable","Locality","Physical location in terms of its environmental conditions",null,"A_POSVRS",1]
["Stormwater","Electrical","Power Cable","Cable Type","Cable makeup and composition",null,"A_TYPCBL",1]
["Stormwater","Electrical","Power Cable","Cable Locality","Physical location in terms of its space occupancy",null,"A_POSCBL",1]
["Stormwater","Electrical","Power Cable","Power Rating (kW)","The highest input power the Asset is rated for","Kilowatts",null,1]
["Stormwater","Electrical","Power Cable","Current Rating (A)","Maximum Operating Current at full power","Amperes",null,1]
["Stormwater","Electrical","Power Cable","Cable Length (m)","Total length of Cable between device and termination point","Metres",null,1]
["Water Supply","Electrical","Power Cable","Locality","Physical location in terms of its environmental conditions",null,"A_POSVRS",1]
["Water Supply","Electrical","Power Cable","Cable Type","Cable makeup and composition",null,"A_TYPCBL",1]
["Water Supply","Electrical","Power Cable","Cable Locality","Physical location in terms of its space occupancy",null,"A_POSCBL",1]
["Water Supply","Electrical","Power Cable","Power Rating (kW)","The highest input power the Asset is rated for","Kilowatts",null,1]
["Water Supply","Electrical","Power Cable","Current Rating (A)","Maximum Operating Current at full power","Amperes",null,1]
["Water Supply","Electrical","Power Cable","Cable Length (m)","Total length of Cable between device and termination point","Metres",null,1]
["Wastewater","Electrical","Power Cable","Locality","Physical location in terms of its environmental conditions",null,"A_POSVRS",1]
["Wastewater","Electrical","Power Cable","Cable Type","Cable makeup and composition",null,"A_TYPCBL",1]
["Wastewater","Electrical","Power Cable","Cable Locality","Physical location in terms of its space occupancy",null,"A_POSCBL",1]
["Wastewater","Electrical","Power Cable","Power Rating (kW)","The highest input power the Asset is rated for","Kilowatts",null,1]
["Wastewater","Electrical","Power Cable","Current Rating (A)","Maximum Operating Current at full power","Amperes",null,1]
["Wastewater","Electrical","Power Cable","Cable Length (m)","Total length of Cable between device and termination point","Metres",null,1]
["Water Supply","Electrical","Power Cable","Manufacturer","Name of the manufacturer",null,null,1]
["Water Supply","Electrical","Power Cable","Model","Name of the manufacturer model",null,null,1]
["Water Supply","Electrical","Power Cable","Serial Number","Identification code supplied by the manufacturer",null,null,1]
["Stormwater","Electrical","Power Cable","Manufacturer","Name of the manufacturer",null,null,1]
["Stormwater","Electrical","Power Cable","Model","Name of the manufacturer model",null,null,1]
["Stormwater","Electrical","Power Cable","Serial Number","Identification code supplied by the manufacturer",null,null,1]
["Wastewater","Electrical","Power Cable","Manufacturer","Name of the manufacturer",null,null,1]
["Wastewater","Electrical","Power Cable","Model","Name of the manufacturer model",null,null,1]
["Wastewater","Electrical","Power Cable","Serial Number","Identification code supplied by the manufacturer",null,null,1]
["Stockwater","Electrical","Power Cable","Manufacturer","Name of the manufacturer",null,null,1]
["Stockwater","Electrical","Power Cable","Model","Name of the manufacturer model",null,null,1]
["Stockwater","Electrical","Power Cable","Serial Number","Identification code supplied by the manufacturer",null,null,1]
["Irrigation","Electrical","Power Cable","Manufacturer","Name of the manufacturer",null,null,1]
["Irrigation","Electrical","Power Cable","Model","Name of the manufacturer model",null,null,1]
["Irrigation","Electrical","Power Cable","Serial Number","Identification code supplied by the manufacturer",null,null,1]
["Irrigation","Instrument","Pressure Gauge","Input Voltage (V)","To define the rated Supply Voltage","Volts","A_CLSVLT",1]
["Irrigation","Instrument","Pressure Gauge","Locality","Physical location of the Asset",null,"A_POSVRS",1]
["Irrigation","Instrument","Pressure Gauge","Monitoring Type","Method used for monitoring, recording and reporting of data",null,"A_MTHMNT",1]
["Irrigation","Instrument","Pressure Gauge","Comms Protocol","Communications method used for sending and receiving data",null,"A_TYPCOM",1]
["Irrigation","Instrument","Pressure Gauge","Calibration Agent",null,null,null,1]
["Irrigation","Instrument","Pressure Gauge","Calibration Number",null,null,null,1]
["Irrigation","Instrument","Pressure Gauge","Calibration Exp Date",null,null,null,1]
["Irrigation","Instrument","Pressure Gauge","Instrument Range","Approved range for measuring the data",null,null,1]
["Stockwater","Instrument","Pressure Gauge","Input Voltage (V)","To define the rated Supply Voltage","Volts","A_CLSVLT",1]
["Stockwater","Instrument","Pressure Gauge","Locality","Physical location of the Asset",null,"A_POSVRS",1]
["Stockwater","Instrument","Pressure Gauge","Monitoring Type","Method used for monitoring, recording and reporting of data",null,"A_MTHMNT",1]
["Stockwater","Instrument","Pressure Gauge","Comms Protocol","Communications method used for sending and receiving data",null,"A_TYPCOM",1]
["Stockwater","Instrument","Pressure Gauge","Calibration Agent",null,null,null,1]
["Stockwater","Instrument","Pressure Gauge","Calibration Number",null,null,null,1]
["Stockwater","Instrument","Pressure Gauge","Calibration Exp Date",null,null,null,1]
["Stockwater","Instrument","Pressure Gauge","Instrument Range","Approved range for measuring the data",null,null,1]
["Stormwater","Instrument","Pressure Gauge","Input Voltage (V)","To define the rated Supply Voltage","Volts","A_CLSVLT",1]
["Stormwater","Instrument","Pressure Gauge","Locality","Physical location of the Asset",null,"A_POSVRS",1]
["Stormwater","Instrument","Pressure Gauge","Monitoring Type","Method used for monitoring, recording and reporting of data",null,"A_MTHMNT",1]
["Stormwater","Instrument","Pressure Gauge","Comms Protocol","Communications method used for sending and receiving data",null,"A_TYPCOM",1]
["Stormwater","Instrument","Pressure Gauge","Calibration Agent",null,null,null,1]
["Stormwater","Instrument","Pressure Gauge","Calibration Number",null,null,null,1]
["Stormwater","Instrument","Pressure Gauge","Calibration Exp Date",null,null,null,1]
["Stormwater","Instrument","Pressure Gauge","Instrument Range","Approved range for measuring the data",null,null,1]
["Water Supply","Instrument","Pressure Gauge","Input Voltage (V)","To define the rated Supply Voltage","Volts","A_CLSVLT",1]
["Water Supply","Instrument","Pressure Gauge","Locality","Physical location of the Asset",null,"A_POSVRS",1]
["Water Supply","Instrument","Pressure Gauge","Monitoring Type","Method used for monitoring, recording and reporting of data",null,"A_MTHMNT",1]
["Water Supply","Instrument","Pressure Gauge","Comms Protocol","Communications method used for sending and receiving data",null,"A_TYPCOM",1]
["Water Supply","Instrument","Pressure Gauge","Calibration Agent",null,null,null,1]
["Water Supply","Instrument","Pressure Gauge","Calibration Number",null,null,null,1]
["Water Supply","Instrument","Pressure Gauge","Calibration Exp Date",null,null,null,1]
["Water Supply","Instrument","Pressure Gauge","Instrument Range","Approved range for measuring the data",null,null,1]
["Wastewater","Instrument","Pressure Gauge","Input Voltage (V)","To define the rated Supply Voltage","Volts","A_CLSVLT",1]
["Wastewater","Instrument","Pressure Gauge","Locality","Physical location of the Asset",null,"A_POSVRS",1]
["Wastewater","Instrument","Pressure Gauge","Monitoring Type","Method used for monitoring, recording and reporting of data",null,"A_MTHMNT",1]
["Wastewater","Instrument","Pressure Gauge","Comms Protocol","Communications method used for sending and receiving data",null,"A_TYPCOM",1]
["Wastewater","Instrument","Pressure Gauge","Calibration Agent",null,null,null,1]
["Wastewater","Instrument","Pressure Gauge","Calibration Number",null,null,null,1]
["Wastewater","Instrument","Pressure Gauge","Calibration Exp Date",null,null,null,1]
["Wastewater","Instrument","Pressure Gauge","Instrument Range","Approved range for measuring the data",null,null,1]
["Water Supply","Instrument","Pressure Gauge","Manufacturer","Name of the manufacturer",null,null,1]
["Water Supply","Instrument","Pressure Gauge","Model","Name of the manufacturer model",null,null,1]
["Water Supply","Instrument","Pressure Gauge","Serial Number","Identification code supplied by the manufacturer",null,null,1]
["Water Supply","Instrument","Pressure Gauge","Warranty Expiry Date","Expiry date of the warranty period",null,null,1]
["Stormwater","Instrument","Pressure Gauge","Manufacturer","Name of the manufacturer",null,null,1]
["Stormwater","Instrument","Pressure Gauge","Model","Name of the manufacturer model",null,null,1]
["Stormwater","Instrument","Pressure Gauge","Serial Number","Identification code supplied by the manufacturer",null,null,1]
["Stormwater","Instrument","Pressure Gauge","Warranty Expiry Date","Expiry date of the warranty period",null,null,1]
["Wastewater","Instrument","Pressure Gauge","Manufacturer","Name of the manufacturer",null,null,1]
["Wastewater","Instrument","Pressure Gauge","Model","Name of the manufacturer model",null,null,1]
["Wastewater","Instrument","Pressure Gauge","Serial Number","Identification code supplied by the manufacturer",null,null,1]
["Wastewater","Instrument","Pressure Gauge","Warranty Expiry Date","Expiry date of the warranty period",null,null,1]
["Stockwater","Instrument","Pressure Gauge","Manufacturer","Name of the manufacturer",null,null,1]
["Stockwater","Instrument","Pressure Gauge","Model","Name of the manufacturer model",null,null,1]
["Stockwater","Instrument","Pressure Gauge","Serial Number","Identification code supplied by the manufacturer",null,null,1]
["Stockwater","Instrument","Pressure Gauge","Warranty Expiry Date","Expiry date of the warranty period",null,null,1]
["Irrigation","Instrument","Pressure Gauge","Manufacturer","Name of the manufacturer",null,null,1]
["Irrigation","Instrument","Pressure Gauge","Model","Name of the manufacturer model",null,null,1]
["Irrigation","Instrument","Pressure Gauge","Serial Number","Identification code supplied by the manufacturer",null,null,1]
["Irrigation","Instrument","Pressure Gauge","Warranty Expiry Date","Expiry date of the warranty period",null,null,1]
["Irrigation","Valve","Pressure Reducing Valve","Locality","Physical location of the Asset ",null,"A_POSVRS",1]
["Irrigation","Valve","Pressure Reducing Valve","Valve State","The normal operational state of the Asset.",null,"A_STTVLV",1]
["Irrigation","Valve","Pressure Reducing Valve","Diameter (mm)","Nominal diameter of the Asset (Internal diameter unless external diameter is nominated as industry standard)","Millimetres",null,1]
["Irrigation","Valve","Pressure Reducing Valve","Valve Top RL (m)","Level at the top of the Valve (in terms of a R.L) Refer technical chapter for each asset type","Metres",null,1]
["Irrigation","Valve","Pressure Reducing Valve","Rated Pressure (kPa)","Pressure class as specified by Manufacturer","Kilopascals",null,1]
["Irrigation","Valve","Pressure Reducing Valve","Set Point (kPa)","Pressure set point as specified by Manufacturer","Kilopascals",null,1]
["Stockwater","Valve","Pressure Reducing Valve","Locality","Physical location of the Asset ",null,"A_POSVRS",1]
["Stockwater","Valve","Pressure Reducing Valve","Valve State","The normal operational state of the Asset.",null,"A_STTVLV",1]
["Stockwater","Valve","Pressure Reducing Valve","Diameter (mm)","Nominal diameter of the Asset (Internal diameter unless external diameter is nominated as industry standard)","Millimetres",null,1]
["Stockwater","Valve","Pressure Reducing Valve","Valve Top RL (m)","Level at the top of the Valve (in terms of a R.L) Refer technical chapter for each asset type","Metres",null,1]
["Stockwater","Valve","Pressure Reducing Valve","Rated Pressure (kPa)","Pressure class as specified by Manufacturer","Kilopascals",null,1]
["Stockwater","Valve","Pressure Reducing Valve","Set Point (kPa)","Pressure set point as specified by Manufacturer","Kilopascals",null,1]
["Stormwater","Valve","Pressure Reducing Valve","Locality","Physical location of the Asset ",null,"A_POSVRS",1]
["Stormwater","Valve","Pressure Reducing Valve","Valve State","The normal operational state of the Asset.",null,"A_STTVLV",1]
["Stormwater","Valve","Pressure Reducing Valve","Diameter (mm)","Nominal diameter of the Asset (Internal diameter unless external diameter is nominated as industry standard)","Millimetres",null,1]
["Stormwater","Valve","Pressure Reducing Valve","Valve Top RL (m)","Level at the top of the Valve (in terms of a R.L) Refer technical chapter for each asset type","Metres",null,1]
["Stormwater","Valve","Pressure Reducing Valve","Rated Pressure (kPa)","Pressure class as specified by Manufacturer","Kilopascals",null,1]
["Stormwater","Valve","Pressure Reducing Valve","Set Point (kPa)","Pressure set point as specified by Manufacturer","Kilopascals",null,1]
["Water Supply","Valve","Pressure Reducing Valve","Locality","Physical location of the Asset ",null,"A_POSVRS",1]
["Water Supply","Valve","Pressure Reducing Valve","Valve State","The normal operational state of the Asset.",null,"A_STTVLV",1]
["Water Supply","Valve","Pressure Reducing Valve","Diameter (mm)","Nominal diameter of the Asset (Internal diameter unless external diameter is nominated as industry standard)","Millimetres",null,1]
["Water Supply","Valve","Pressure Reducing Valve","Valve Top RL (m)","Level at the top of the Valve (in terms of a R.L) Refer technical chapter for each asset type","Metres",null,1]
["Water Supply","Valve","Pressure Reducing Valve","Rated Pressure (kPa)","Pressure class as specified by Manufacturer","Kilopascals",null,1]
["Water Supply","Valve","Pressure Reducing Valve","Set Point (kPa)","Pressure set point as specified by Manufacturer","Kilopascals",null,1]
["Wastewater","Valve","Pressure Reducing Valve","Locality","Physical location of the Asset ",null,"A_POSVRS",1]
["Wastewater","Valve","Pressure Reducing Valve","Valve State","The normal operational state of the Asset.",null,"A_STTVLV",1]
["Wastewater","Valve","Pressure Reducing Valve","Diameter (mm)","Nominal diameter of the Asset (Internal diameter unless external diameter is nominated as industry standard)","Millimetres",null,1]
["Wastewater","Valve","Pressure Reducing Valve","Valve Top RL (m)","Level at the top of the Valve (in terms of a R.L) Refer technical chapter for each asset type","Metres",null,1]
["Wastewater","Valve","Pressure Reducing Valve","Rated Pressure (kPa)","Pressure class as specified by Manufacturer","Kilopascals",null,1]
["Wastewater","Valve","Pressure Reducing Valve","Set Point (kPa)","Pressure set point as specified by Manufacturer","Kilopascals",null,1]
["Water Supply","Valve","Pressure Reducing Valve","Manufacturer","Name of the manufacturer",null,null,1]
["Water Supply","Valve","Pressure Reducing Valve","Model","Name of the manufacturer model",null,null,1]
["Irrigation","Valve","Pressure Reducing Valve","Manufacturer","Name of the manufacturer",null,null,1]
["Irrigation","Valve","Pressure Reducing Valve","Model","Name of the manufacturer model",null,null,1]
["Stockwater","Valve","Pressure Reducing Valve","Manufacturer","Name of the manufacturer",null,null,1]
["Stockwater","Valve","Pressure Reducing Valve","Model","Name of the manufacturer model",null,null,1]
["Wastewater","Valve","Pressure Reducing Valve","Manufacturer","Name of the manufacturer",null,null,1]
["Wastewater","Valve","Pressure Reducing Valve","Model","Name of the manufacturer model",null,null,1]
["Stormwater","Valve","Pressure Reducing Valve","Manufacturer","Name of the manufacturer",null,null,1]
["Stormwater","Valve","Pressure Reducing Valve","Model","Name of the manufacturer model",null,null,1]
["Irrigation","Service Connection","Pressure Sewer Connection","Property Use","Category of Service Connection type",null,"A_USESVC",1]
["Irrigation","Service Connection","Pressure Sewer Connection","Valve Type","Type of Asset that was installed",null,"A_TYPVLV",1]
["Irrigation","Service Connection","Pressure Sewer Connection","Box Type","Type of containment structure used to house the Assets",null,"A_MTLBOX",1]
["Irrigation","Service Connection","Pressure Sewer Connection","Diameter (mm)","Nominal diameter of the Asset (Internal diameter unless external diameter is nominated as industry standard)","Millimetres",null,1]
["Irrigation","Service Connection","Pressure Sewer Connection","Isolation Valve Qty","Total quantity  of Valves used for isolation purposes","Count",null,1]
["Stockwater","Service Connection","Pressure Sewer Connection","Property Use","Category of Service Connection type",null,"A_USESVC",1]
["Stockwater","Service Connection","Pressure Sewer Connection","Valve Type","Type of Asset that was installed",null,"A_TYPVLV",1]
["Stockwater","Service Connection","Pressure Sewer Connection","Box Type","Type of containment structure used to house the Assets",null,"A_MTLBOX",1]
["Stockwater","Service Connection","Pressure Sewer Connection","Diameter (mm)","Nominal diameter of the Asset (Internal diameter unless external diameter is nominated as industry standard)","Millimetres",null,1]
["Stockwater","Service Connection","Pressure Sewer Connection","Isolation Valve Qty","Total quantity  of Valves used for isolation purposes","Count",null,1]
["Stormwater","Service Connection","Pressure Sewer Connection","Property Use","Category of Service Connection type",null,"A_USESVC",1]
["Stormwater","Service Connection","Pressure Sewer Connection","Valve Type","Type of Asset that was installed",null,"A_TYPVLV",1]
["Stormwater","Service Connection","Pressure Sewer Connection","Box Type","Type of containment structure used to house the Assets",null,"A_MTLBOX",1]
["Stormwater","Service Connection","Pressure Sewer Connection","Diameter (mm)","Nominal diameter of the Asset (Internal diameter unless external diameter is nominated as industry standard)","Millimetres",null,1]
["Stormwater","Service Connection","Pressure Sewer Connection","Isolation Valve Qty","Total quantity  of Valves used for isolation purposes","Count",null,1]
["Water Supply","Service Connection","Pressure Sewer Connection","Property Use","Category of Service Connection type",null,"A_USESVC",1]
["Water Supply","Service Connection","Pressure Sewer Connection","Valve Type","Type of Asset that was installed",null,"A_TYPVLV",1]
["Water Supply","Service Connection","Pressure Sewer Connection","Box Type","Type of containment structure used to house the Assets",null,"A_MTLBOX",1]
["Water Supply","Service Connection","Pressure Sewer Connection","Diameter (mm)","Nominal diameter of the Asset (Internal diameter unless external diameter is nominated as industry standard)","Millimetres",null,1]
["Water Supply","Service Connection","Pressure Sewer Connection","Isolation Valve Qty","Total quantity  of Valves used for isolation purposes","Count",null,1]
["Wastewater","Service Connection","Pressure Sewer Connection","Property Use","Category of Service Connection type",null,"A_USESVC",1]
["Wastewater","Service Connection","Pressure Sewer Connection","Valve Type","Type of Asset that was installed",null,"A_TYPVLV",1]
["Wastewater","Service Connection","Pressure Sewer Connection","Box Type","Type of containment structure used to house the Assets",null,"A_MTLBOX",1]
["Wastewater","Service Connection","Pressure Sewer Connection","Diameter (mm)","Nominal diameter of the Asset (Internal diameter unless external diameter is nominated as industry standard)","Millimetres",null,1]
["Wastewater","Service Connection","Pressure Sewer Connection","Isolation Valve Qty","Total quantity  of Valves used for isolation purposes","Count",null,1]
["Irrigation","Instrument","Pressure Switch","Input Voltage (V)","To define the rated Supply Voltage","Volts","A_CLSVLT",1]
["Irrigation","Instrument","Pressure Switch","Locality","Physical location of the Asset",null,"A_POSVRS",1]
["Irrigation","Instrument","Pressure Switch","Monitoring Type","Method used for monitoring, recording and reporting of data",null,"A_MTHMNT",1]
["Irrigation","Instrument","Pressure Switch","Calibration Agent",null,null,null,1]
["Irrigation","Instrument","Pressure Switch","Calibration Number",null,null,null,1]
["Irrigation","Instrument","Pressure Switch","Calibration Exp Date",null,null,null,1]
["Stockwater","Instrument","Pressure Switch","Input Voltage (V)","To define the rated Supply Voltage","Volts","A_CLSVLT",1]
["Stockwater","Instrument","Pressure Switch","Locality","Physical location of the Asset",null,"A_POSVRS",1]
["Stockwater","Instrument","Pressure Switch","Monitoring Type","Method used for monitoring, recording and reporting of data",null,"A_MTHMNT",1]
["Stockwater","Instrument","Pressure Switch","Calibration Agent",null,null,null,1]
["Stockwater","Instrument","Pressure Switch","Calibration Number",null,null,null,1]
["Stockwater","Instrument","Pressure Switch","Calibration Exp Date",null,null,null,1]
["Stormwater","Instrument","Pressure Switch","Input Voltage (V)","To define the rated Supply Voltage","Volts","A_CLSVLT",1]
["Stormwater","Instrument","Pressure Switch","Locality","Physical location of the Asset",null,"A_POSVRS",1]
["Stormwater","Instrument","Pressure Switch","Monitoring Type","Method used for monitoring, recording and reporting of data",null,"A_MTHMNT",1]
["Stormwater","Instrument","Pressure Switch","Calibration Agent",null,null,null,1]
["Stormwater","Instrument","Pressure Switch","Calibration Number",null,null,null,1]
["Stormwater","Instrument","Pressure Switch","Calibration Exp Date",null,null,null,1]
["Water Supply","Instrument","Pressure Switch","Input Voltage (V)","To define the rated Supply Voltage","Volts","A_CLSVLT",1]
["Water Supply","Instrument","Pressure Switch","Locality","Physical location of the Asset",null,"A_POSVRS",1]
["Water Supply","Instrument","Pressure Switch","Monitoring Type","Method used for monitoring, recording and reporting of data",null,"A_MTHMNT",1]
["Water Supply","Instrument","Pressure Switch","Calibration Agent",null,null,null,1]
["Water Supply","Instrument","Pressure Switch","Calibration Number",null,null,null,1]
["Water Supply","Instrument","Pressure Switch","Calibration Exp Date",null,null,null,1]
["Wastewater","Instrument","Pressure Switch","Input Voltage (V)","To define the rated Supply Voltage","Volts","A_CLSVLT",1]
["Wastewater","Instrument","Pressure Switch","Locality","Physical location of the Asset",null,"A_POSVRS",1]
["Wastewater","Instrument","Pressure Switch","Monitoring Type","Method used for monitoring, recording and reporting of data",null,"A_MTHMNT",1]
["Wastewater","Instrument","Pressure Switch","Calibration Agent",null,null,null,1]
["Wastewater","Instrument","Pressure Switch","Calibration Number",null,null,null,1]
["Wastewater","Instrument","Pressure Switch","Calibration Exp Date",null,null,null,1]
["Water Supply","Instrument","Pressure Switch","Manufacturer","Name of the manufacturer",null,null,1]
["Water Supply","Instrument","Pressure Switch","Model","Name of the manufacturer model",null,null,1]
["Water Supply","Instrument","Pressure Switch","Serial Number","Identification code supplied by the manufacturer",null,null,1]
["Water Supply","Instrument","Pressure Switch","Warranty Expiry Date","Expiry date of the warranty period",null,null,1]
["Stormwater","Instrument","Pressure Switch","Manufacturer","Name of the manufacturer",null,null,1]
["Stormwater","Instrument","Pressure Switch","Model","Name of the manufacturer model",null,null,1]
["Stormwater","Instrument","Pressure Switch","Serial Number","Identification code supplied by the manufacturer",null,null,1]
["Stormwater","Instrument","Pressure Switch","Warranty Expiry Date","Expiry date of the warranty period",null,null,1]
["Wastewater","Instrument","Pressure Switch","Manufacturer","Name of the manufacturer",null,null,1]
["Wastewater","Instrument","Pressure Switch","Model","Name of the manufacturer model",null,null,1]
["Wastewater","Instrument","Pressure Switch","Serial Number","Identification code supplied by the manufacturer",null,null,1]
["Wastewater","Instrument","Pressure Switch","Warranty Expiry Date","Expiry date of the warranty period",null,null,1]
["Stockwater","Instrument","Pressure Switch","Manufacturer","Name of the manufacturer",null,null,1]
["Stockwater","Instrument","Pressure Switch","Model","Name of the manufacturer model",null,null,1]
["Stockwater","Instrument","Pressure Switch","Serial Number","Identification code supplied by the manufacturer",null,null,1]
["Stockwater","Instrument","Pressure Switch","Warranty Expiry Date","Expiry date of the warranty period",null,null,1]
["Irrigation","Instrument","Pressure Switch","Manufacturer","Name of the manufacturer",null,null,1]
["Irrigation","Instrument","Pressure Switch","Model","Name of the manufacturer model",null,null,1]
["Irrigation","Instrument","Pressure Switch","Serial Number","Identification code supplied by the manufacturer",null,null,1]
["Irrigation","Instrument","Pressure Switch","Warranty Expiry Date","Expiry date of the warranty period",null,null,1]
["Irrigation","Tank","Pressure Tank","Material","Material used to manufacture the Asset",null,"A_MTLTNK",1]
["Irrigation","Tank","Pressure Tank","Construction Method","Construction method used to form the Asset",null,"A_MTHSTR",1]
["Irrigation","Tank","Pressure Tank","Tank Shape","External shape of the Asset",null,"A_SHPTNK",1]
["Irrigation","Tank","Pressure Tank","Lid Type","Category of  Lid Type installed",null,"A_TYPLID",1]
["Irrigation","Tank","Pressure Tank","Lid Material","Material used to manufacture the Asset",null,"A_MTLLID",1]
["Irrigation","Tank","Pressure Tank","Lid Shape","Physical shape of the Asset",null,"A_SHPLID",1]
["Irrigation","Tank","Pressure Tank","Lid Fixing","Fixing mechanism used to secure the Asset in place",null,"A_FIXLID",1]
["Irrigation","Tank","Pressure Tank","Lid Security","Security measures to prevent accessibility into the Asset",null,"A_SCRLID",1]
["Irrigation","Tank","Pressure Tank","Diameter (m)","External diameter of the Asset (if not rectangular)","Metres",null,1]
["Irrigation","Tank","Pressure Tank","Length (m)","Total external length of the Asset (if not circular)","Metres",null,1]
["Irrigation","Tank","Pressure Tank","Width (m)","Total external Width of the Asset (if not circular)","Metres",null,1]
["Irrigation","Tank","Pressure Tank","Height (m)","Total external Height of the Asset","Metres",null,1]
["Irrigation","Tank","Pressure Tank","Volume (m3)","Total capacity of available storage the Asset","Cubic metres",null,1]
["Stockwater","Tank","Pressure Tank","Material","Material used to manufacture the Asset",null,"A_MTLTNK",1]
["Stockwater","Tank","Pressure Tank","Construction Method","Construction method used to form the Asset",null,"A_MTHSTR",1]
["Stockwater","Tank","Pressure Tank","Tank Shape","External shape of the Asset",null,"A_SHPTNK",1]
["Stockwater","Tank","Pressure Tank","Lid Type","Category of  Lid Type installed",null,"A_TYPLID",1]
["Stockwater","Tank","Pressure Tank","Lid Material","Material used to manufacture the Asset",null,"A_MTLLID",1]
["Stockwater","Tank","Pressure Tank","Lid Shape","Physical shape of the Asset",null,"A_SHPLID",1]
["Stockwater","Tank","Pressure Tank","Lid Fixing","Fixing mechanism used to secure the Asset in place",null,"A_FIXLID",1]
["Stockwater","Tank","Pressure Tank","Lid Security","Security measures to prevent accessibility into the Asset",null,"A_SCRLID",1]
["Stockwater","Tank","Pressure Tank","Diameter (m)","External diameter of the Asset (if not rectangular)","Metres",null,1]
["Stockwater","Tank","Pressure Tank","Length (m)","Total external length of the Asset (if not circular)","Metres",null,1]
["Stockwater","Tank","Pressure Tank","Width (m)","Total external Width of the Asset (if not circular)","Metres",null,1]
["Stockwater","Tank","Pressure Tank","Height (m)","Total external Height of the Asset","Metres",null,1]
["Stockwater","Tank","Pressure Tank","Volume (m3)","Total capacity of available storage the Asset","Cubic metres",null,1]
["Stormwater","Tank","Pressure Tank","Material","Material used to manufacture the Asset",null,"A_MTLTNK",1]
["Stormwater","Tank","Pressure Tank","Construction Method","Construction method used to form the Asset",null,"A_MTHSTR",1]
["Stormwater","Tank","Pressure Tank","Tank Shape","External shape of the Asset",null,"A_SHPTNK",1]
["Stormwater","Tank","Pressure Tank","Lid Type","Category of  Lid Type installed",null,"A_TYPLID",1]
["Stormwater","Tank","Pressure Tank","Lid Material","Material used to manufacture the Asset",null,"A_MTLLID",1]
["Stormwater","Tank","Pressure Tank","Lid Shape","Physical shape of the Asset",null,"A_SHPLID",1]
["Stormwater","Tank","Pressure Tank","Lid Fixing","Fixing mechanism used to secure the Asset in place",null,"A_FIXLID",1]
["Stormwater","Tank","Pressure Tank","Lid Security","Security measures to prevent accessibility into the Asset",null,"A_SCRLID",1]
["Stormwater","Tank","Pressure Tank","Diameter (m)","External diameter of the Asset (if not rectangular)","Metres",null,1]
["Stormwater","Tank","Pressure Tank","Length (m)","Total external length of the Asset (if not circular)","Metres",null,1]
["Stormwater","Tank","Pressure Tank","Width (m)","Total external Width of the Asset (if not circular)","Metres",null,1]
["Stormwater","Tank","Pressure Tank","Height (m)","Total external Height of the Asset","Metres",null,1]
["Stormwater","Tank","Pressure Tank","Volume (m3)","Total capacity of available storage the Asset","Cubic metres",null,1]
["Water Supply","Tank","Pressure Tank","Material","Material used to manufacture the Asset",null,"A_MTLTNK",1]
["Water Supply","Tank","Pressure Tank","Construction Method","Construction method used to form the Asset",null,"A_MTHSTR",1]
["Water Supply","Tank","Pressure Tank","Tank Shape","External shape of the Asset",null,"A_SHPTNK",1]
["Water Supply","Tank","Pressure Tank","Lid Type","Category of  Lid Type installed",null,"A_TYPLID",1]
["Water Supply","Tank","Pressure Tank","Lid Material","Material used to manufacture the Asset",null,"A_MTLLID",1]
["Water Supply","Tank","Pressure Tank","Lid Shape","Physical shape of the Asset",null,"A_SHPLID",1]
["Water Supply","Tank","Pressure Tank","Lid Fixing","Fixing mechanism used to secure the Asset in place",null,"A_FIXLID",1]
["Water Supply","Tank","Pressure Tank","Lid Security","Security measures to prevent accessibility into the Asset",null,"A_SCRLID",1]
["Water Supply","Tank","Pressure Tank","Diameter (m)","External diameter of the Asset (if not rectangular)","Metres",null,1]
["Water Supply","Tank","Pressure Tank","Length (m)","Total external length of the Asset (if not circular)","Metres",null,1]
["Water Supply","Tank","Pressure Tank","Width (m)","Total external Width of the Asset (if not circular)","Metres",null,1]
["Water Supply","Tank","Pressure Tank","Height (m)","Total external Height of the Asset","Metres",null,1]
["Water Supply","Tank","Pressure Tank","Volume (m3)","Total capacity of available storage the Asset","Cubic metres",null,1]
["Wastewater","Tank","Pressure Tank","Material","Material used to manufacture the Asset",null,"A_MTLTNK",1]
["Wastewater","Tank","Pressure Tank","Construction Method","Construction method used to form the Asset",null,"A_MTHSTR",1]
["Wastewater","Tank","Pressure Tank","Tank Shape","External shape of the Asset",null,"A_SHPTNK",1]
["Wastewater","Tank","Pressure Tank","Lid Type","Category of  Lid Type installed",null,"A_TYPLID",1]
["Wastewater","Tank","Pressure Tank","Lid Material","Material used to manufacture the Asset",null,"A_MTLLID",1]
["Wastewater","Tank","Pressure Tank","Lid Shape","Physical shape of the Asset",null,"A_SHPLID",1]
["Wastewater","Tank","Pressure Tank","Lid Fixing","Fixing mechanism used to secure the Asset in place",null,"A_FIXLID",1]
["Wastewater","Tank","Pressure Tank","Lid Security","Security measures to prevent accessibility into the Asset",null,"A_SCRLID",1]
["Wastewater","Tank","Pressure Tank","Diameter (m)","External diameter of the Asset (if not rectangular)","Metres",null,1]
["Wastewater","Tank","Pressure Tank","Length (m)","Total external length of the Asset (if not circular)","Metres",null,1]
["Wastewater","Tank","Pressure Tank","Width (m)","Total external Width of the Asset (if not circular)","Metres",null,1]
["Wastewater","Tank","Pressure Tank","Height (m)","Total external Height of the Asset","Metres",null,1]
["Wastewater","Tank","Pressure Tank","Volume (m3)","Total capacity of available storage the Asset","Cubic metres",null,1]
["Water Supply","Tank","Pressure Tank","Manufacturer","Name of the manufacturer",null,null,1]
["Water Supply","Tank","Pressure Tank","Model","Name of the manufacturer model",null,null,1]
["Stormwater","Tank","Pressure Tank","Manufacturer","Name of the manufacturer",null,null,1]
["Stormwater","Tank","Pressure Tank","Model","Name of the manufacturer model",null,null,1]
["Wastewater","Tank","Pressure Tank","Manufacturer","Name of the manufacturer",null,null,1]
["Wastewater","Tank","Pressure Tank","Model","Name of the manufacturer model",null,null,1]
["Stockwater","Tank","Pressure Tank","Manufacturer","Name of the manufacturer",null,null,1]
["Stockwater","Tank","Pressure Tank","Model","Name of the manufacturer model",null,null,1]
["Irrigation","Tank","Pressure Tank","Manufacturer","Name of the manufacturer",null,null,1]
["Irrigation","Tank","Pressure Tank","Model","Name of the manufacturer model",null,null,1]
["Irrigation","Instrument","Pressure Transducer","Input Voltage (V)","To define the rated Supply Voltage","Volts","A_CLSVLT",1]
["Irrigation","Instrument","Pressure Transducer","Locality","Physical location of the Asset",null,"A_POSVRS",1]
["Irrigation","Instrument","Pressure Transducer","Monitoring Type","Method used for monitoring, recording and reporting of data",null,"A_MTHMNT",1]
["Irrigation","Instrument","Pressure Transducer","Sensor Datum","Physical location at which the measurement was recorded",null,"A_POSSNS",1]
["Irrigation","Instrument","Pressure Transducer","Comms Protocol","Communications method used for sending and receiving data",null,"A_TYPCOM",1]
["Irrigation","Instrument","Pressure Transducer","Calibration Agent",null,null,null,1]
["Irrigation","Instrument","Pressure Transducer","Calibration Number",null,null,null,1]
["Irrigation","Instrument","Pressure Transducer","Calibration Exp Date",null,null,null,1]
["Irrigation","Instrument","Pressure Transducer","Instrument Range","Approved range for measuring the data",null,null,1]
["Irrigation","Instrument","Pressure Transducer","Depth To Datum (m)","Distance between the Sensor Position and the Sensor Datum","Metres",null,1]
["Stockwater","Instrument","Pressure Transducer","Input Voltage (V)","To define the rated Supply Voltage","Volts","A_CLSVLT",1]
["Stockwater","Instrument","Pressure Transducer","Locality","Physical location of the Asset",null,"A_POSVRS",1]
["Stockwater","Instrument","Pressure Transducer","Monitoring Type","Method used for monitoring, recording and reporting of data",null,"A_MTHMNT",1]
["Stockwater","Instrument","Pressure Transducer","Sensor Datum","Physical location at which the measurement was recorded",null,"A_POSSNS",1]
["Stockwater","Instrument","Pressure Transducer","Comms Protocol","Communications method used for sending and receiving data",null,"A_TYPCOM",1]
["Stockwater","Instrument","Pressure Transducer","Calibration Agent",null,null,null,1]
["Stockwater","Instrument","Pressure Transducer","Calibration Number",null,null,null,1]
["Stockwater","Instrument","Pressure Transducer","Calibration Exp Date",null,null,null,1]
["Stockwater","Instrument","Pressure Transducer","Instrument Range","Approved range for measuring the data",null,null,1]
["Stockwater","Instrument","Pressure Transducer","Depth To Datum (m)","Distance between the Sensor Position and the Sensor Datum","Metres",null,1]
["Stormwater","Instrument","Pressure Transducer","Input Voltage (V)","To define the rated Supply Voltage","Volts","A_CLSVLT",1]
["Stormwater","Instrument","Pressure Transducer","Locality","Physical location of the Asset",null,"A_POSVRS",1]
["Stormwater","Instrument","Pressure Transducer","Monitoring Type","Method used for monitoring, recording and reporting of data",null,"A_MTHMNT",1]
["Stormwater","Instrument","Pressure Transducer","Sensor Datum","Physical location at which the measurement was recorded",null,"A_POSSNS",1]
["Stormwater","Instrument","Pressure Transducer","Comms Protocol","Communications method used for sending and receiving data",null,"A_TYPCOM",1]
["Stormwater","Instrument","Pressure Transducer","Calibration Agent",null,null,null,1]
["Stormwater","Instrument","Pressure Transducer","Calibration Number",null,null,null,1]
["Stormwater","Instrument","Pressure Transducer","Calibration Exp Date",null,null,null,1]
["Stormwater","Instrument","Pressure Transducer","Instrument Range","Approved range for measuring the data",null,null,1]
["Stormwater","Instrument","Pressure Transducer","Depth To Datum (m)","Distance between the Sensor Position and the Sensor Datum","Metres",null,1]
["Water Supply","Instrument","Pressure Transducer","Input Voltage (V)","To define the rated Supply Voltage","Volts","A_CLSVLT",1]
["Water Supply","Instrument","Pressure Transducer","Locality","Physical location of the Asset",null,"A_POSVRS",1]
["Water Supply","Instrument","Pressure Transducer","Monitoring Type","Method used for monitoring, recording and reporting of data",null,"A_MTHMNT",1]
["Water Supply","Instrument","Pressure Transducer","Sensor Datum","Physical location at which the measurement was recorded",null,"A_POSSNS",1]
["Water Supply","Instrument","Pressure Transducer","Comms Protocol","Communications method used for sending and receiving data",null,"A_TYPCOM",1]
["Water Supply","Instrument","Pressure Transducer","Calibration Agent",null,null,null,1]
["Water Supply","Instrument","Pressure Transducer","Calibration Number",null,null,null,1]
["Water Supply","Instrument","Pressure Transducer","Calibration Exp Date",null,null,null,1]
["Water Supply","Instrument","Pressure Transducer","Instrument Range","Approved range for measuring the data",null,null,1]
["Water Supply","Instrument","Pressure Transducer","Depth To Datum (m)","Distance between the Sensor Position and the Sensor Datum","Metres",null,1]
["Wastewater","Instrument","Pressure Transducer","Input Voltage (V)","To define the rated Supply Voltage","Volts","A_CLSVLT",1]
["Wastewater","Instrument","Pressure Transducer","Locality","Physical location of the Asset",null,"A_POSVRS",1]
["Wastewater","Instrument","Pressure Transducer","Monitoring Type","Method used for monitoring, recording and reporting of data",null,"A_MTHMNT",1]
["Wastewater","Instrument","Pressure Transducer","Sensor Datum","Physical location at which the measurement was recorded",null,"A_POSSNS",1]
["Wastewater","Instrument","Pressure Transducer","Comms Protocol","Communications method used for sending and receiving data",null,"A_TYPCOM",1]
["Wastewater","Instrument","Pressure Transducer","Calibration Agent",null,null,null,1]
["Wastewater","Instrument","Pressure Transducer","Calibration Number",null,null,null,1]
["Wastewater","Instrument","Pressure Transducer","Calibration Exp Date",null,null,null,1]
["Wastewater","Instrument","Pressure Transducer","Instrument Range","Approved range for measuring the data",null,null,1]
["Wastewater","Instrument","Pressure Transducer","Depth To Datum (m)","Distance between the Sensor Position and the Sensor Datum","Metres",null,1]
["Water Supply","Instrument","Pressure Transducer","Manufacturer","Name of the manufacturer",null,null,1]
["Water Supply","Instrument","Pressure Transducer","Model","Name of the manufacturer model",null,null,1]
["Water Supply","Instrument","Pressure Transducer","Serial Number","Identification code supplied by the manufacturer",null,null,1]
["Water Supply","Instrument","Pressure Transducer","Warranty Expiry Date","Expiry date of the warranty period",null,null,1]
["Stormwater","Instrument","Pressure Transducer","Manufacturer","Name of the manufacturer",null,null,1]
["Stormwater","Instrument","Pressure Transducer","Model","Name of the manufacturer model",null,null,1]
["Stormwater","Instrument","Pressure Transducer","Serial Number","Identification code supplied by the manufacturer",null,null,1]
["Stormwater","Instrument","Pressure Transducer","Warranty Expiry Date","Expiry date of the warranty period",null,null,1]
["Wastewater","Instrument","Pressure Transducer","Manufacturer","Name of the manufacturer",null,null,1]
["Wastewater","Instrument","Pressure Transducer","Model","Name of the manufacturer model",null,null,1]
["Wastewater","Instrument","Pressure Transducer","Serial Number","Identification code supplied by the manufacturer",null,null,1]
["Wastewater","Instrument","Pressure Transducer","Warranty Expiry Date","Expiry date of the warranty period",null,null,1]
["Stockwater","Instrument","Pressure Transducer","Manufacturer","Name of the manufacturer",null,null,1]
["Stockwater","Instrument","Pressure Transducer","Model","Name of the manufacturer model",null,null,1]
["Stockwater","Instrument","Pressure Transducer","Serial Number","Identification code supplied by the manufacturer",null,null,1]
["Stockwater","Instrument","Pressure Transducer","Warranty Expiry Date","Expiry date of the warranty period",null,null,1]
["Irrigation","Instrument","Pressure Transducer","Manufacturer","Name of the manufacturer",null,null,1]
["Irrigation","Instrument","Pressure Transducer","Model","Name of the manufacturer model",null,null,1]
["Irrigation","Instrument","Pressure Transducer","Serial Number","Identification code supplied by the manufacturer",null,null,1]
["Irrigation","Instrument","Pressure Transducer","Warranty Expiry Date","Expiry date of the warranty period",null,null,1]
["Irrigation","Private","Private Pump Station","Filter Type","Type of Filtration used (only used to record private Assets)",null,"A_TYPFIL",1]
["Irrigation","Private","Private Pump Station","Material","Material used to manufacture the Asset",null,"A_MTLTNK",1]
["Irrigation","Private","Private Pump Station","Chamber Shape","Preformed shape of the Asset",null,"A_SHPCMB",1]
["Irrigation","Private","Private Pump Station","TEMP Filter Type","Type of Filtration used (only used to record private Assets) - Temporary until the Filter Type selection code can be set up properly",null,null,1]
["Irrigation","Private","Private Pump Station","Volume (m3)","Capacity of the Asset when at full Volume","Cubic metres",null,1]
["Irrigation","Private","Private Pump Station","Pump Manufacturer","Manufacturer name that produces or supplies the Asset (only used to record private Assets)",null,null,1]
["Irrigation","Private","Private Pump Station","Pump Model","The specific model supplied by the Manufacturer (only used to record private Assets)",null,null,1]
["Stockwater","Private","Private Pump Station","Filter Type","Type of Filtration used (only used to record private Assets)",null,"A_TYPFIL",1]
["Stockwater","Private","Private Pump Station","Material","Material used to manufacture the Asset",null,"A_MTLTNK",1]
["Stockwater","Private","Private Pump Station","Chamber Shape","Preformed shape of the Asset",null,"A_SHPCMB",1]
["Stockwater","Private","Private Pump Station","TEMP Filter Type","Type of Filtration used (only used to record private Assets) - Temporary until the Filter Type selection code can be set up properly",null,null,1]
["Stockwater","Private","Private Pump Station","Volume (m3)","Capacity of the Asset when at full Volume","Cubic metres",null,1]
["Stockwater","Private","Private Pump Station","Pump Manufacturer","Manufacturer name that produces or supplies the Asset (only used to record private Assets)",null,null,1]
["Stockwater","Private","Private Pump Station","Pump Model","The specific model supplied by the Manufacturer (only used to record private Assets)",null,null,1]
["Stormwater","Private","Private Pump Station","Filter Type","Type of Filtration used (only used to record private Assets)",null,"A_TYPFIL",1]
["Stormwater","Private","Private Pump Station","Material","Material used to manufacture the Asset",null,"A_MTLTNK",1]
["Stormwater","Private","Private Pump Station","Chamber Shape","Preformed shape of the Asset",null,"A_SHPCMB",1]
["Stormwater","Private","Private Pump Station","TEMP Filter Type","Type of Filtration used (only used to record private Assets) - Temporary until the Filter Type selection code can be set up properly",null,null,1]
["Stormwater","Private","Private Pump Station","Volume (m3)","Capacity of the Asset when at full Volume","Cubic metres",null,1]
["Stormwater","Private","Private Pump Station","Pump Manufacturer","Manufacturer name that produces or supplies the Asset (only used to record private Assets)",null,null,1]
["Stormwater","Private","Private Pump Station","Pump Model","The specific model supplied by the Manufacturer (only used to record private Assets)",null,null,1]
["Water Supply","Private","Private Pump Station","Filter Type","Type of Filtration used (only used to record private Assets)",null,"A_TYPFIL",1]
["Water Supply","Private","Private Pump Station","Material","Material used to manufacture the Asset",null,"A_MTLTNK",1]
["Water Supply","Private","Private Pump Station","Chamber Shape","Preformed shape of the Asset",null,"A_SHPCMB",1]
["Water Supply","Private","Private Pump Station","TEMP Filter Type","Type of Filtration used (only used to record private Assets) - Temporary until the Filter Type selection code can be set up properly",null,null,1]
["Water Supply","Private","Private Pump Station","Volume (m3)","Capacity of the Asset when at full Volume","Cubic metres",null,1]
["Water Supply","Private","Private Pump Station","Pump Manufacturer","Manufacturer name that produces or supplies the Asset (only used to record private Assets)",null,null,1]
["Water Supply","Private","Private Pump Station","Pump Model","The specific model supplied by the Manufacturer (only used to record private Assets)",null,null,1]
["Wastewater","Private","Private Pump Station","Filter Type","Type of Filtration used (only used to record private Assets)",null,"A_TYPFIL",1]
["Wastewater","Private","Private Pump Station","Material","Material used to manufacture the Asset",null,"A_MTLTNK",1]
["Wastewater","Private","Private Pump Station","Chamber Shape","Preformed shape of the Asset",null,"A_SHPCMB",1]
["Wastewater","Private","Private Pump Station","TEMP Filter Type","Type of Filtration used (only used to record private Assets) - Temporary until the Filter Type selection code can be set up properly",null,null,1]
["Wastewater","Private","Private Pump Station","Volume (m3)","Capacity of the Asset when at full Volume","Cubic metres",null,1]
["Wastewater","Private","Private Pump Station","Pump Manufacturer","Manufacturer name that produces or supplies the Asset (only used to record private Assets)",null,null,1]
["Wastewater","Private","Private Pump Station","Pump Model","The specific model supplied by the Manufacturer (only used to record private Assets)",null,null,1]
["Water Supply","Private","Private Pump Station","Manufacturer","Name of the manufacturer",null,null,1]
["Water Supply","Private","Private Pump Station","Model","Name of the manufacturer model",null,null,1]
["Stormwater","Private","Private Pump Station","Manufacturer","Name of the manufacturer",null,null,1]
["Stormwater","Private","Private Pump Station","Model","Name of the manufacturer model",null,null,1]
["Wastewater","Private","Private Pump Station","Manufacturer","Name of the manufacturer",null,null,1]
["Wastewater","Private","Private Pump Station","Model","Name of the manufacturer model",null,null,1]
["Irrigation","Private","Private Pump Station","Manufacturer","Name of the manufacturer",null,null,1]
["Irrigation","Private","Private Pump Station","Model","Name of the manufacturer model",null,null,1]
["Stockwater","Private","Private Pump Station","Manufacturer","Name of the manufacturer",null,null,1]
["Stockwater","Private","Private Pump Station","Model","Name of the manufacturer model",null,null,1]
["Irrigation","Private","Private Septic Tank","Filter Type","Type of Filtration used (only used to record private Assets)",null,"A_TYPFIL",1]
["Irrigation","Private","Private Septic Tank","Material","Material used to manufacture the Asset",null,"A_MTLTNK",1]
["Irrigation","Private","Private Septic Tank","Chamber Shape","Preformed shape of the Asset",null,"A_SHPCMB",1]
["Irrigation","Private","Private Septic Tank","TEMP Filter Type","Type of Filtration used (only used to record private Assets) - Temporary until the Filter Type selection code can be set up properly",null,null,1]
["Irrigation","Private","Private Septic Tank","Volume (m3)","Capacity of the Asset when at full Volume","Cubic metres",null,1]
["Irrigation","Private","Private Septic Tank","Pump Manufacturer","Manufacturer name that produces or supplies the Asset (only used to record private Assets)",null,null,1]
["Irrigation","Private","Private Septic Tank","Pump Model","The specific model supplied by the Manufacturer (only used to record private Assets)",null,null,1]
["Irrigation","Private","Private Septic Tank","Chamber Count","Total number of sections within the Asset","Count",null,1]
["Stockwater","Private","Private Septic Tank","Filter Type","Type of Filtration used (only used to record private Assets)",null,"A_TYPFIL",1]
["Stockwater","Private","Private Septic Tank","Material","Material used to manufacture the Asset",null,"A_MTLTNK",1]
["Stockwater","Private","Private Septic Tank","Chamber Shape","Preformed shape of the Asset",null,"A_SHPCMB",1]
["Stockwater","Private","Private Septic Tank","TEMP Filter Type","Type of Filtration used (only used to record private Assets) - Temporary until the Filter Type selection code can be set up properly",null,null,1]
["Stockwater","Private","Private Septic Tank","Volume (m3)","Capacity of the Asset when at full Volume","Cubic metres",null,1]
["Stockwater","Private","Private Septic Tank","Pump Manufacturer","Manufacturer name that produces or supplies the Asset (only used to record private Assets)",null,null,1]
["Stockwater","Private","Private Septic Tank","Pump Model","The specific model supplied by the Manufacturer (only used to record private Assets)",null,null,1]
["Stockwater","Private","Private Septic Tank","Chamber Count","Total number of sections within the Asset","Count",null,1]
["Stormwater","Private","Private Septic Tank","Filter Type","Type of Filtration used (only used to record private Assets)",null,"A_TYPFIL",1]
["Stormwater","Private","Private Septic Tank","Material","Material used to manufacture the Asset",null,"A_MTLTNK",1]
["Stormwater","Private","Private Septic Tank","Chamber Shape","Preformed shape of the Asset",null,"A_SHPCMB",1]
["Stormwater","Private","Private Septic Tank","TEMP Filter Type","Type of Filtration used (only used to record private Assets) - Temporary until the Filter Type selection code can be set up properly",null,null,1]
["Stormwater","Private","Private Septic Tank","Volume (m3)","Capacity of the Asset when at full Volume","Cubic metres",null,1]
["Stormwater","Private","Private Septic Tank","Pump Manufacturer","Manufacturer name that produces or supplies the Asset (only used to record private Assets)",null,null,1]
["Stormwater","Private","Private Septic Tank","Pump Model","The specific model supplied by the Manufacturer (only used to record private Assets)",null,null,1]
["Stormwater","Private","Private Septic Tank","Chamber Count","Total number of sections within the Asset","Count",null,1]
["Water Supply","Private","Private Septic Tank","Filter Type","Type of Filtration used (only used to record private Assets)",null,"A_TYPFIL",1]
["Water Supply","Private","Private Septic Tank","Material","Material used to manufacture the Asset",null,"A_MTLTNK",1]
["Water Supply","Private","Private Septic Tank","Chamber Shape","Preformed shape of the Asset",null,"A_SHPCMB",1]
["Water Supply","Private","Private Septic Tank","TEMP Filter Type","Type of Filtration used (only used to record private Assets) - Temporary until the Filter Type selection code can be set up properly",null,null,1]
["Water Supply","Private","Private Septic Tank","Volume (m3)","Capacity of the Asset when at full Volume","Cubic metres",null,1]
["Water Supply","Private","Private Septic Tank","Pump Manufacturer","Manufacturer name that produces or supplies the Asset (only used to record private Assets)",null,null,1]
["Water Supply","Private","Private Septic Tank","Pump Model","The specific model supplied by the Manufacturer (only used to record private Assets)",null,null,1]
["Water Supply","Private","Private Septic Tank","Chamber Count","Total number of sections within the Asset","Count",null,1]
["Wastewater","Private","Private Septic Tank","Filter Type","Type of Filtration used (only used to record private Assets)",null,"A_TYPFIL",1]
["Wastewater","Private","Private Septic Tank","Material","Material used to manufacture the Asset",null,"A_MTLTNK",1]
["Wastewater","Private","Private Septic Tank","Chamber Shape","Preformed shape of the Asset",null,"A_SHPCMB",1]
["Wastewater","Private","Private Septic Tank","TEMP Filter Type","Type of Filtration used (only used to record private Assets) - Temporary until the Filter Type selection code can be set up properly",null,null,1]
["Wastewater","Private","Private Septic Tank","Volume (m3)","Capacity of the Asset when at full Volume","Cubic metres",null,1]
["Wastewater","Private","Private Septic Tank","Pump Manufacturer","Manufacturer name that produces or supplies the Asset (only used to record private Assets)",null,null,1]
["Wastewater","Private","Private Septic Tank","Pump Model","The specific model supplied by the Manufacturer (only used to record private Assets)",null,null,1]
["Wastewater","Private","Private Septic Tank","Chamber Count","Total number of sections within the Asset","Count",null,1]
["Water Supply","Private","Private Septic Tank","Manufacturer","Name of the manufacturer",null,null,1]
["Water Supply","Private","Private Septic Tank","Model","Name of the manufacturer model",null,null,1]
["Stormwater","Private","Private Septic Tank","Manufacturer","Name of the manufacturer",null,null,1]
["Stormwater","Private","Private Septic Tank","Model","Name of the manufacturer model",null,null,1]
["Wastewater","Private","Private Septic Tank","Manufacturer","Name of the manufacturer",null,null,1]
["Wastewater","Private","Private Septic Tank","Model","Name of the manufacturer model",null,null,1]
["Irrigation","Private","Private Septic Tank","Manufacturer","Name of the manufacturer",null,null,1]
["Irrigation","Private","Private Septic Tank","Model","Name of the manufacturer model",null,null,1]
["Stockwater","Private","Private Septic Tank","Manufacturer","Name of the manufacturer",null,null,1]
["Stockwater","Private","Private Septic Tank","Model","Name of the manufacturer model",null,null,1]
["Irrigation","Channel","Process Channel","Lining Material","Material used for the Lining Profile to line the internal sides of the walls",null,"A_MTLLIN",1]
["Irrigation","Channel","Process Channel","Lining Profile","Category of Lining Profile on the internal sides of the walls",null,"A_SHPCNL",1]
["Irrigation","Channel","Process Channel","Length (m)","Total lineal surface length of the Assset","Metres",null,1]
["Irrigation","Channel","Process Channel","Base Width (m)","Lineal measurement between the Bottom Width of both banks (Use the average value where the width varies)","Metres",null,1]
["Irrigation","Channel","Process Channel","Top Width (m)","Lineal measurement between the Top Width of both banks (Use the average value where the width varies)","Metres",null,1]
["Irrigation","Channel","Process Channel","Depth (m)","Vertical distance between the Top Wall to the Base (Use the average value where the width varies)","Metres",null,1]
["Stockwater","Channel","Process Channel","Lining Material","Material used for the Lining Profile to line the internal sides of the walls",null,"A_MTLLIN",1]
["Stockwater","Channel","Process Channel","Lining Profile","Category of Lining Profile on the internal sides of the walls",null,"A_SHPCNL",1]
["Stockwater","Channel","Process Channel","Length (m)","Total lineal surface length of the Assset","Metres",null,1]
["Stockwater","Channel","Process Channel","Base Width (m)","Lineal measurement between the Bottom Width of both banks (Use the average value where the width varies)","Metres",null,1]
["Stockwater","Channel","Process Channel","Top Width (m)","Lineal measurement between the Top Width of both banks (Use the average value where the width varies)","Metres",null,1]
["Stockwater","Channel","Process Channel","Depth (m)","Vertical distance between the Top Wall to the Base (Use the average value where the width varies)","Metres",null,1]
["Stormwater","Channel","Process Channel","Lining Material","Material used for the Lining Profile to line the internal sides of the walls",null,"A_MTLLIN",1]
["Stormwater","Channel","Process Channel","Lining Profile","Category of Lining Profile on the internal sides of the walls",null,"A_SHPCNL",1]
["Stormwater","Channel","Process Channel","Length (m)","Total lineal surface length of the Assset","Metres",null,1]
["Stormwater","Channel","Process Channel","Base Width (m)","Lineal measurement between the Bottom Width of both banks (Use the average value where the width varies)","Metres",null,1]
["Stormwater","Channel","Process Channel","Top Width (m)","Lineal measurement between the Top Width of both banks (Use the average value where the width varies)","Metres",null,1]
["Stormwater","Channel","Process Channel","Depth (m)","Vertical distance between the Top Wall to the Base (Use the average value where the width varies)","Metres",null,1]
["Water Supply","Channel","Process Channel","Lining Material","Material used for the Lining Profile to line the internal sides of the walls",null,"A_MTLLIN",1]
["Water Supply","Channel","Process Channel","Lining Profile","Category of Lining Profile on the internal sides of the walls",null,"A_SHPCNL",1]
["Water Supply","Channel","Process Channel","Length (m)","Total lineal surface length of the Assset","Metres",null,1]
["Water Supply","Channel","Process Channel","Base Width (m)","Lineal measurement between the Bottom Width of both banks (Use the average value where the width varies)","Metres",null,1]
["Water Supply","Channel","Process Channel","Top Width (m)","Lineal measurement between the Top Width of both banks (Use the average value where the width varies)","Metres",null,1]
["Water Supply","Channel","Process Channel","Depth (m)","Vertical distance between the Top Wall to the Base (Use the average value where the width varies)","Metres",null,1]
["Wastewater","Channel","Process Channel","Lining Material","Material used for the Lining Profile to line the internal sides of the walls",null,"A_MTLLIN",1]
["Wastewater","Channel","Process Channel","Lining Profile","Category of Lining Profile on the internal sides of the walls",null,"A_SHPCNL",1]
["Wastewater","Channel","Process Channel","Length (m)","Total lineal surface length of the Assset","Metres",null,1]
["Wastewater","Channel","Process Channel","Base Width (m)","Lineal measurement between the Bottom Width of both banks (Use the average value where the width varies)","Metres",null,1]
["Wastewater","Channel","Process Channel","Top Width (m)","Lineal measurement between the Top Width of both banks (Use the average value where the width varies)","Metres",null,1]
["Wastewater","Channel","Process Channel","Depth (m)","Vertical distance between the Top Wall to the Base (Use the average value where the width varies)","Metres",null,1]
["Irrigation","Instrument","Process Controller","Input Voltage (V)","To define the rated Supply Voltage","Volts","A_CLSVLT",1]
["Irrigation","Instrument","Process Controller","Locality","Physical location of the Asset",null,"A_POSVRS",1]
["Irrigation","Instrument","Process Controller","Monitoring Type","Method used for monitoring, recording and reporting of data",null,"A_MTHMNT",1]
["Irrigation","Instrument","Process Controller","Comms Protocol","Communications method used for sending and receiving data",null,"A_TYPCOM",1]
["Irrigation","Instrument","Process Controller","Calibration Agent",null,null,null,1]
["Irrigation","Instrument","Process Controller","Calibration Number",null,null,null,1]
["Irrigation","Instrument","Process Controller","Calibration Exp Date",null,null,null,1]
["Irrigation","Instrument","Process Controller","Instrument Range","Approved range for measuring the data",null,null,1]
["Stockwater","Instrument","Process Controller","Input Voltage (V)","To define the rated Supply Voltage","Volts","A_CLSVLT",1]
["Stockwater","Instrument","Process Controller","Locality","Physical location of the Asset",null,"A_POSVRS",1]
["Stockwater","Instrument","Process Controller","Monitoring Type","Method used for monitoring, recording and reporting of data",null,"A_MTHMNT",1]
["Stockwater","Instrument","Process Controller","Comms Protocol","Communications method used for sending and receiving data",null,"A_TYPCOM",1]
["Stockwater","Instrument","Process Controller","Calibration Agent",null,null,null,1]
["Stockwater","Instrument","Process Controller","Calibration Number",null,null,null,1]
["Stockwater","Instrument","Process Controller","Calibration Exp Date",null,null,null,1]
["Stockwater","Instrument","Process Controller","Instrument Range","Approved range for measuring the data",null,null,1]
["Stormwater","Instrument","Process Controller","Input Voltage (V)","To define the rated Supply Voltage","Volts","A_CLSVLT",1]
["Stormwater","Instrument","Process Controller","Locality","Physical location of the Asset",null,"A_POSVRS",1]
["Stormwater","Instrument","Process Controller","Monitoring Type","Method used for monitoring, recording and reporting of data",null,"A_MTHMNT",1]
["Stormwater","Instrument","Process Controller","Comms Protocol","Communications method used for sending and receiving data",null,"A_TYPCOM",1]
["Stormwater","Instrument","Process Controller","Calibration Agent",null,null,null,1]
["Stormwater","Instrument","Process Controller","Calibration Number",null,null,null,1]
["Stormwater","Instrument","Process Controller","Calibration Exp Date",null,null,null,1]
["Stormwater","Instrument","Process Controller","Instrument Range","Approved range for measuring the data",null,null,1]
["Water Supply","Instrument","Process Controller","Input Voltage (V)","To define the rated Supply Voltage","Volts","A_CLSVLT",1]
["Water Supply","Instrument","Process Controller","Locality","Physical location of the Asset",null,"A_POSVRS",1]
["Water Supply","Instrument","Process Controller","Monitoring Type","Method used for monitoring, recording and reporting of data",null,"A_MTHMNT",1]
["Water Supply","Instrument","Process Controller","Comms Protocol","Communications method used for sending and receiving data",null,"A_TYPCOM",1]
["Water Supply","Instrument","Process Controller","Calibration Agent",null,null,null,1]
["Water Supply","Instrument","Process Controller","Calibration Number",null,null,null,1]
["Water Supply","Instrument","Process Controller","Calibration Exp Date",null,null,null,1]
["Water Supply","Instrument","Process Controller","Instrument Range","Approved range for measuring the data",null,null,1]
["Wastewater","Instrument","Process Controller","Input Voltage (V)","To define the rated Supply Voltage","Volts","A_CLSVLT",1]
["Wastewater","Instrument","Process Controller","Locality","Physical location of the Asset",null,"A_POSVRS",1]
["Wastewater","Instrument","Process Controller","Monitoring Type","Method used for monitoring, recording and reporting of data",null,"A_MTHMNT",1]
["Wastewater","Instrument","Process Controller","Comms Protocol","Communications method used for sending and receiving data",null,"A_TYPCOM",1]
["Wastewater","Instrument","Process Controller","Calibration Agent",null,null,null,1]
["Wastewater","Instrument","Process Controller","Calibration Number",null,null,null,1]
["Wastewater","Instrument","Process Controller","Calibration Exp Date",null,null,null,1]
["Wastewater","Instrument","Process Controller","Instrument Range","Approved range for measuring the data",null,null,1]
["Water Supply","Instrument","Process Controller","Manufacturer","Name of the manufacturer",null,null,1]
["Water Supply","Instrument","Process Controller","Model","Name of the manufacturer model",null,null,1]
["Water Supply","Instrument","Process Controller","Serial Number","Identification code supplied by the manufacturer",null,null,1]
["Water Supply","Instrument","Process Controller","Warranty Expiry Date","Expiry date of the warranty period",null,null,1]
["Stormwater","Instrument","Process Controller","Manufacturer","Name of the manufacturer",null,null,1]
["Stormwater","Instrument","Process Controller","Model","Name of the manufacturer model",null,null,1]
["Stormwater","Instrument","Process Controller","Serial Number","Identification code supplied by the manufacturer",null,null,1]
["Stormwater","Instrument","Process Controller","Warranty Expiry Date","Expiry date of the warranty period",null,null,1]
["Wastewater","Instrument","Process Controller","Manufacturer","Name of the manufacturer",null,null,1]
["Wastewater","Instrument","Process Controller","Model","Name of the manufacturer model",null,null,1]
["Wastewater","Instrument","Process Controller","Serial Number","Identification code supplied by the manufacturer",null,null,1]
["Wastewater","Instrument","Process Controller","Warranty Expiry Date","Expiry date of the warranty period",null,null,1]
["Stockwater","Instrument","Process Controller","Manufacturer","Name of the manufacturer",null,null,1]
["Stockwater","Instrument","Process Controller","Model","Name of the manufacturer model",null,null,1]
["Stockwater","Instrument","Process Controller","Serial Number","Identification code supplied by the manufacturer",null,null,1]
["Stockwater","Instrument","Process Controller","Warranty Expiry Date","Expiry date of the warranty period",null,null,1]
["Irrigation","Instrument","Process Controller","Manufacturer","Name of the manufacturer",null,null,1]
["Irrigation","Instrument","Process Controller","Model","Name of the manufacturer model",null,null,1]
["Irrigation","Instrument","Process Controller","Serial Number","Identification code supplied by the manufacturer",null,null,1]
["Irrigation","Instrument","Process Controller","Warranty Expiry Date","Expiry date of the warranty period",null,null,1]
["Irrigation","Control","Programmable Logic Controller","Input Voltage (V)","The rated Supply Voltage","Volts","A_CLSVLT",1]
["Stockwater","Control","Programmable Logic Controller","Input Voltage (V)","The rated Supply Voltage","Volts","A_CLSVLT",1]
["Stormwater","Control","Programmable Logic Controller","Input Voltage (V)","The rated Supply Voltage","Volts","A_CLSVLT",1]
["Water Supply","Control","Programmable Logic Controller","Input Voltage (V)","The rated Supply Voltage","Volts","A_CLSVLT",1]
["Wastewater","Control","Programmable Logic Controller","Input Voltage (V)","The rated Supply Voltage","Volts","A_CLSVLT",1]
["Water Supply","Control","Programmable Logic Controller","Manufacturer","Name of the manufacturer",null,null,1]
["Water Supply","Control","Programmable Logic Controller","Model","Name of the manufacturer model",null,null,1]
["Water Supply","Control","Programmable Logic Controller","Serial Number","Identification code supplied by the manufacturer",null,null,1]
["Water Supply","Control","Programmable Logic Controller","Warranty Expiry Date","Expiry date of the warranty period",null,null,1]
["Stockwater","Control","Programmable Logic Controller","Manufacturer","Name of the manufacturer",null,null,1]
["Stockwater","Control","Programmable Logic Controller","Model","Name of the manufacturer model",null,null,1]
["Stockwater","Control","Programmable Logic Controller","Serial Number","Identification code supplied by the manufacturer",null,null,1]
["Stockwater","Control","Programmable Logic Controller","Warranty Expiry Date","Expiry date of the warranty period",null,null,1]
["Irrigation","Control","Programmable Logic Controller","Manufacturer","Name of the manufacturer",null,null,1]
["Irrigation","Control","Programmable Logic Controller","Model","Name of the manufacturer model",null,null,1]
["Irrigation","Control","Programmable Logic Controller","Serial Number","Identification code supplied by the manufacturer",null,null,1]
["Irrigation","Control","Programmable Logic Controller","Warranty Expiry Date","Expiry date of the warranty period",null,null,1]
["Wastewater","Control","Programmable Logic Controller","Manufacturer","Name of the manufacturer",null,null,1]
["Wastewater","Control","Programmable Logic Controller","Model","Name of the manufacturer model",null,null,1]
["Wastewater","Control","Programmable Logic Controller","Serial Number","Identification code supplied by the manufacturer",null,null,1]
["Wastewater","Control","Programmable Logic Controller","Warranty Expiry Date","Expiry date of the warranty period",null,null,1]
["Stormwater","Control","Programmable Logic Controller","Manufacturer","Name of the manufacturer",null,null,1]
["Stormwater","Control","Programmable Logic Controller","Model","Name of the manufacturer model",null,null,1]
["Stormwater","Control","Programmable Logic Controller","Serial Number","Identification code supplied by the manufacturer",null,null,1]
["Stormwater","Control","Programmable Logic Controller","Warranty Expiry Date","Expiry date of the warranty period",null,null,1]
["Irrigation","Electrical","Pump Junction Box","Locality","Physical location in terms of its environmental conditions",null,"A_POSVRS",1]
["Irrigation","Electrical","Pump Junction Box","Power Rating (kW)","The highest input power the Asset is rated for","Kilowatts",null,1]
["Irrigation","Electrical","Pump Junction Box","Current Rating (A)","Maximum Operating Current at full power","Amperes",null,1]
["Stockwater","Electrical","Pump Junction Box","Locality","Physical location in terms of its environmental conditions",null,"A_POSVRS",1]
["Stockwater","Electrical","Pump Junction Box","Power Rating (kW)","The highest input power the Asset is rated for","Kilowatts",null,1]
["Stockwater","Electrical","Pump Junction Box","Current Rating (A)","Maximum Operating Current at full power","Amperes",null,1]
["Stormwater","Electrical","Pump Junction Box","Locality","Physical location in terms of its environmental conditions",null,"A_POSVRS",1]
["Stormwater","Electrical","Pump Junction Box","Power Rating (kW)","The highest input power the Asset is rated for","Kilowatts",null,1]
["Stormwater","Electrical","Pump Junction Box","Current Rating (A)","Maximum Operating Current at full power","Amperes",null,1]
["Water Supply","Electrical","Pump Junction Box","Locality","Physical location in terms of its environmental conditions",null,"A_POSVRS",1]
["Water Supply","Electrical","Pump Junction Box","Power Rating (kW)","The highest input power the Asset is rated for","Kilowatts",null,1]
["Water Supply","Electrical","Pump Junction Box","Current Rating (A)","Maximum Operating Current at full power","Amperes",null,1]
["Wastewater","Electrical","Pump Junction Box","Locality","Physical location in terms of its environmental conditions",null,"A_POSVRS",1]
["Wastewater","Electrical","Pump Junction Box","Power Rating (kW)","The highest input power the Asset is rated for","Kilowatts",null,1]
["Wastewater","Electrical","Pump Junction Box","Current Rating (A)","Maximum Operating Current at full power","Amperes",null,1]
["Water Supply","Electrical","Pump Junction Box","Manufacturer","Name of the manufacturer",null,null,1]
["Water Supply","Electrical","Pump Junction Box","Model","Name of the manufacturer model",null,null,1]
["Water Supply","Electrical","Pump Junction Box","Serial Number","Identification code supplied by the manufacturer",null,null,1]
["Water Supply","Electrical","Pump Junction Box","Warranty Expiry Date","Expiry date of the warranty period",null,null,1]
["Stormwater","Electrical","Pump Junction Box","Manufacturer","Name of the manufacturer",null,null,1]
["Stormwater","Electrical","Pump Junction Box","Model","Name of the manufacturer model",null,null,1]
["Stormwater","Electrical","Pump Junction Box","Serial Number","Identification code supplied by the manufacturer",null,null,1]
["Stormwater","Electrical","Pump Junction Box","Warranty Expiry Date","Expiry date of the warranty period",null,null,1]
["Wastewater","Electrical","Pump Junction Box","Manufacturer","Name of the manufacturer",null,null,1]
["Wastewater","Electrical","Pump Junction Box","Model","Name of the manufacturer model",null,null,1]
["Wastewater","Electrical","Pump Junction Box","Serial Number","Identification code supplied by the manufacturer",null,null,1]
["Wastewater","Electrical","Pump Junction Box","Warranty Expiry Date","Expiry date of the warranty period",null,null,1]
["Stockwater","Electrical","Pump Junction Box","Manufacturer","Name of the manufacturer",null,null,1]
["Stockwater","Electrical","Pump Junction Box","Model","Name of the manufacturer model",null,null,1]
["Stockwater","Electrical","Pump Junction Box","Serial Number","Identification code supplied by the manufacturer",null,null,1]
["Stockwater","Electrical","Pump Junction Box","Warranty Expiry Date","Expiry date of the warranty period",null,null,1]
["Irrigation","Electrical","Pump Junction Box","Manufacturer","Name of the manufacturer",null,null,1]
["Irrigation","Electrical","Pump Junction Box","Model","Name of the manufacturer model",null,null,1]
["Irrigation","Electrical","Pump Junction Box","Serial Number","Identification code supplied by the manufacturer",null,null,1]
["Irrigation","Electrical","Pump Junction Box","Warranty Expiry Date","Expiry date of the warranty period",null,null,1]
["Irrigation","Control","Radio","Input Voltage (V)","The rated Supply Voltage","Volts","A_CLSVLT",1]
["Stockwater","Control","Radio","Input Voltage (V)","The rated Supply Voltage","Volts","A_CLSVLT",1]
["Stormwater","Control","Radio","Input Voltage (V)","The rated Supply Voltage","Volts","A_CLSVLT",1]
["Water Supply","Control","Radio","Input Voltage (V)","The rated Supply Voltage","Volts","A_CLSVLT",1]
["Wastewater","Control","Radio","Input Voltage (V)","The rated Supply Voltage","Volts","A_CLSVLT",1]
["Water Supply","Control","Radio","Manufacturer","Name of the manufacturer",null,null,1]
["Water Supply","Control","Radio","Model","Name of the manufacturer model",null,null,1]
["Water Supply","Control","Radio","Serial Number","Identification code supplied by the manufacturer",null,null,1]
["Water Supply","Control","Radio","Warranty Expiry Date","Expiry date of the warranty period",null,null,1]
["Stockwater","Control","Radio","Manufacturer","Name of the manufacturer",null,null,1]
["Stockwater","Control","Radio","Model","Name of the manufacturer model",null,null,1]
["Stockwater","Control","Radio","Serial Number","Identification code supplied by the manufacturer",null,null,1]
["Stockwater","Control","Radio","Warranty Expiry Date","Expiry date of the warranty period",null,null,1]
["Irrigation","Control","Radio","Manufacturer","Name of the manufacturer",null,null,1]
["Irrigation","Control","Radio","Model","Name of the manufacturer model",null,null,1]
["Irrigation","Control","Radio","Serial Number","Identification code supplied by the manufacturer",null,null,1]
["Irrigation","Control","Radio","Warranty Expiry Date","Expiry date of the warranty period",null,null,1]
["Wastewater","Control","Radio","Manufacturer","Name of the manufacturer",null,null,1]
["Wastewater","Control","Radio","Model","Name of the manufacturer model",null,null,1]
["Wastewater","Control","Radio","Serial Number","Identification code supplied by the manufacturer",null,null,1]
["Wastewater","Control","Radio","Warranty Expiry Date","Expiry date of the warranty period",null,null,1]
["Stormwater","Control","Radio","Manufacturer","Name of the manufacturer",null,null,1]
["Stormwater","Control","Radio","Model","Name of the manufacturer model",null,null,1]
["Stormwater","Control","Radio","Serial Number","Identification code supplied by the manufacturer",null,null,1]
["Stormwater","Control","Radio","Warranty Expiry Date","Expiry date of the warranty period",null,null,1]
["Irrigation","Structure","Ramp","Material","Material used to manufacture the Asset",null,"A_MTLSTR",1]
["Irrigation","Structure","Ramp","Construction Method","Construction method used to form Asset",null,"A_MTHSTR",1]
["Irrigation","Structure","Ramp","Length (m)","Total length of the Assset","Metres",null,1]
["Irrigation","Structure","Ramp","Width (m)","Total Width of the Asset","Metres",null,1]
["Irrigation","Structure","Ramp","Area (m2)","Total Area of the Asset","Square metres",null,1]
["Stockwater","Structure","Ramp","Material","Material used to manufacture the Asset",null,"A_MTLSTR",1]
["Stockwater","Structure","Ramp","Construction Method","Construction method used to form Asset",null,"A_MTHSTR",1]
["Stockwater","Structure","Ramp","Length (m)","Total length of the Assset","Metres",null,1]
["Stockwater","Structure","Ramp","Width (m)","Total Width of the Asset","Metres",null,1]
["Stockwater","Structure","Ramp","Area (m2)","Total Area of the Asset","Square metres",null,1]
["Stormwater","Structure","Ramp","Material","Material used to manufacture the Asset",null,"A_MTLSTR",1]
["Stormwater","Structure","Ramp","Construction Method","Construction method used to form Asset",null,"A_MTHSTR",1]
["Stormwater","Structure","Ramp","Length (m)","Total length of the Assset","Metres",null,1]
["Stormwater","Structure","Ramp","Width (m)","Total Width of the Asset","Metres",null,1]
["Stormwater","Structure","Ramp","Area (m2)","Total Area of the Asset","Square metres",null,1]
["Water Supply","Structure","Ramp","Material","Material used to manufacture the Asset",null,"A_MTLSTR",1]
["Water Supply","Structure","Ramp","Construction Method","Construction method used to form Asset",null,"A_MTHSTR",1]
["Water Supply","Structure","Ramp","Length (m)","Total length of the Assset","Metres",null,1]
["Water Supply","Structure","Ramp","Width (m)","Total Width of the Asset","Metres",null,1]
["Water Supply","Structure","Ramp","Area (m2)","Total Area of the Asset","Square metres",null,1]
["Wastewater","Structure","Ramp","Material","Material used to manufacture the Asset",null,"A_MTLSTR",1]
["Wastewater","Structure","Ramp","Construction Method","Construction method used to form Asset",null,"A_MTHSTR",1]
["Wastewater","Structure","Ramp","Length (m)","Total length of the Assset","Metres",null,1]
["Wastewater","Structure","Ramp","Width (m)","Total Width of the Asset","Metres",null,1]
["Wastewater","Structure","Ramp","Area (m2)","Total Area of the Asset","Square metres",null,1]
["Irrigation","Channel","Receiving Waterway","Lining Material","Material used for the Lining Profile to line the internal sides of the walls",null,"A_MTLLIN",1]
["Irrigation","Channel","Receiving Waterway","Lining Profile","Category of Lining Profile on the internal sides of the walls",null,"A_SHPCNL",1]
["Irrigation","Channel","Receiving Waterway","Channel Form","Is it man-made or is it of natural form",null,"A_MTLCNL",1]
["Irrigation","Channel","Receiving Waterway","Base Flow","Refers to the  type of natural base subsurface flow of the Asset  (e.g. none, perennial or ephemeral)",null,"A_STTCNL",1]
["Irrigation","Channel","Receiving Waterway","Length (m)","Total lineal surface length of the Assset","Metres",null,1]
["Irrigation","Channel","Receiving Waterway","Base Width (m)","Lineal measurement between the Bottom Width of both banks (Use the average value where the width varies)","Metres",null,1]
["Irrigation","Channel","Receiving Waterway","Top Width (m)","Lineal measurement between the Top Width of both banks (Use the average value where the width varies)","Metres",null,1]
["Irrigation","Channel","Receiving Waterway","Depth (m)","Vertical distance between the Top Wall to the Base (Use the average value where the width varies)","Metres",null,1]
["Stockwater","Channel","Receiving Waterway","Lining Material","Material used for the Lining Profile to line the internal sides of the walls",null,"A_MTLLIN",1]
["Stockwater","Channel","Receiving Waterway","Lining Profile","Category of Lining Profile on the internal sides of the walls",null,"A_SHPCNL",1]
["Stockwater","Channel","Receiving Waterway","Channel Form","Is it man-made or is it of natural form",null,"A_MTLCNL",1]
["Stockwater","Channel","Receiving Waterway","Base Flow","Refers to the  type of natural base subsurface flow of the Asset  (e.g. none, perennial or ephemeral)",null,"A_STTCNL",1]
["Stockwater","Channel","Receiving Waterway","Length (m)","Total lineal surface length of the Assset","Metres",null,1]
["Stockwater","Channel","Receiving Waterway","Base Width (m)","Lineal measurement between the Bottom Width of both banks (Use the average value where the width varies)","Metres",null,1]
["Stockwater","Channel","Receiving Waterway","Top Width (m)","Lineal measurement between the Top Width of both banks (Use the average value where the width varies)","Metres",null,1]
["Stockwater","Channel","Receiving Waterway","Depth (m)","Vertical distance between the Top Wall to the Base (Use the average value where the width varies)","Metres",null,1]
["Stormwater","Channel","Receiving Waterway","Lining Material","Material used for the Lining Profile to line the internal sides of the walls",null,"A_MTLLIN",1]
["Stormwater","Channel","Receiving Waterway","Lining Profile","Category of Lining Profile on the internal sides of the walls",null,"A_SHPCNL",1]
["Stormwater","Channel","Receiving Waterway","Channel Form","Is it man-made or is it of natural form",null,"A_MTLCNL",1]
["Stormwater","Channel","Receiving Waterway","Base Flow","Refers to the  type of natural base subsurface flow of the Asset  (e.g. none, perennial or ephemeral)",null,"A_STTCNL",1]
["Stormwater","Channel","Receiving Waterway","Length (m)","Total lineal surface length of the Assset","Metres",null,1]
["Stormwater","Channel","Receiving Waterway","Base Width (m)","Lineal measurement between the Bottom Width of both banks (Use the average value where the width varies)","Metres",null,1]
["Stormwater","Channel","Receiving Waterway","Top Width (m)","Lineal measurement between the Top Width of both banks (Use the average value where the width varies)","Metres",null,1]
["Stormwater","Channel","Receiving Waterway","Depth (m)","Vertical distance between the Top Wall to the Base (Use the average value where the width varies)","Metres",null,1]
["Water Supply","Channel","Receiving Waterway","Lining Material","Material used for the Lining Profile to line the internal sides of the walls",null,"A_MTLLIN",1]
["Water Supply","Channel","Receiving Waterway","Lining Profile","Category of Lining Profile on the internal sides of the walls",null,"A_SHPCNL",1]
["Water Supply","Channel","Receiving Waterway","Channel Form","Is it man-made or is it of natural form",null,"A_MTLCNL",1]
["Water Supply","Channel","Receiving Waterway","Base Flow","Refers to the  type of natural base subsurface flow of the Asset  (e.g. none, perennial or ephemeral)",null,"A_STTCNL",1]
["Water Supply","Channel","Receiving Waterway","Length (m)","Total lineal surface length of the Assset","Metres",null,1]
["Water Supply","Channel","Receiving Waterway","Base Width (m)","Lineal measurement between the Bottom Width of both banks (Use the average value where the width varies)","Metres",null,1]
["Water Supply","Channel","Receiving Waterway","Top Width (m)","Lineal measurement between the Top Width of both banks (Use the average value where the width varies)","Metres",null,1]
["Water Supply","Channel","Receiving Waterway","Depth (m)","Vertical distance between the Top Wall to the Base (Use the average value where the width varies)","Metres",null,1]
["Wastewater","Channel","Receiving Waterway","Lining Material","Material used for the Lining Profile to line the internal sides of the walls",null,"A_MTLLIN",1]
["Wastewater","Channel","Receiving Waterway","Lining Profile","Category of Lining Profile on the internal sides of the walls",null,"A_SHPCNL",1]
["Wastewater","Channel","Receiving Waterway","Channel Form","Is it man-made or is it of natural form",null,"A_MTLCNL",1]
["Wastewater","Channel","Receiving Waterway","Base Flow","Refers to the  type of natural base subsurface flow of the Asset  (e.g. none, perennial or ephemeral)",null,"A_STTCNL",1]
["Wastewater","Channel","Receiving Waterway","Length (m)","Total lineal surface length of the Assset","Metres",null,1]
["Wastewater","Channel","Receiving Waterway","Base Width (m)","Lineal measurement between the Bottom Width of both banks (Use the average value where the width varies)","Metres",null,1]
["Wastewater","Channel","Receiving Waterway","Top Width (m)","Lineal measurement between the Top Width of both banks (Use the average value where the width varies)","Metres",null,1]
["Wastewater","Channel","Receiving Waterway","Depth (m)","Vertical distance between the Top Wall to the Base (Use the average value where the width varies)","Metres",null,1]
["Irrigation","Control","Remote Terminal Unit","Input Voltage (V)","The rated Supply Voltage","Volts","A_CLSVLT",1]
["Stockwater","Control","Remote Terminal Unit","Input Voltage (V)","The rated Supply Voltage","Volts","A_CLSVLT",1]
["Stormwater","Control","Remote Terminal Unit","Input Voltage (V)","The rated Supply Voltage","Volts","A_CLSVLT",1]
["Water Supply","Control","Remote Terminal Unit","Input Voltage (V)","The rated Supply Voltage","Volts","A_CLSVLT",1]
["Wastewater","Control","Remote Terminal Unit","Input Voltage (V)","The rated Supply Voltage","Volts","A_CLSVLT",1]
["Water Supply","Control","Remote Terminal Unit","Manufacturer","Name of the manufacturer",null,null,1]
["Water Supply","Control","Remote Terminal Unit","Model","Name of the manufacturer model",null,null,1]
["Water Supply","Control","Remote Terminal Unit","Serial Number","Identification code supplied by the manufacturer",null,null,1]
["Water Supply","Control","Remote Terminal Unit","Warranty Expiry Date","Expiry date of the warranty period",null,null,1]
["Stockwater","Control","Remote Terminal Unit","Manufacturer","Name of the manufacturer",null,null,1]
["Stockwater","Control","Remote Terminal Unit","Model","Name of the manufacturer model",null,null,1]
["Stockwater","Control","Remote Terminal Unit","Serial Number","Identification code supplied by the manufacturer",null,null,1]
["Stockwater","Control","Remote Terminal Unit","Warranty Expiry Date","Expiry date of the warranty period",null,null,1]
["Irrigation","Control","Remote Terminal Unit","Manufacturer","Name of the manufacturer",null,null,1]
["Irrigation","Control","Remote Terminal Unit","Model","Name of the manufacturer model",null,null,1]
["Irrigation","Control","Remote Terminal Unit","Serial Number","Identification code supplied by the manufacturer",null,null,1]
["Irrigation","Control","Remote Terminal Unit","Warranty Expiry Date","Expiry date of the warranty period",null,null,1]
["Wastewater","Control","Remote Terminal Unit","Manufacturer","Name of the manufacturer",null,null,1]
["Wastewater","Control","Remote Terminal Unit","Model","Name of the manufacturer model",null,null,1]
["Wastewater","Control","Remote Terminal Unit","Serial Number","Identification code supplied by the manufacturer",null,null,1]
["Wastewater","Control","Remote Terminal Unit","Warranty Expiry Date","Expiry date of the warranty period",null,null,1]
["Stormwater","Control","Remote Terminal Unit","Manufacturer","Name of the manufacturer",null,null,1]
["Stormwater","Control","Remote Terminal Unit","Model","Name of the manufacturer model",null,null,1]
["Stormwater","Control","Remote Terminal Unit","Serial Number","Identification code supplied by the manufacturer",null,null,1]
["Stormwater","Control","Remote Terminal Unit","Warranty Expiry Date","Expiry date of the warranty period",null,null,1]
["Irrigation","Tank","Reservoir","Material","Material used to manufacture the Asset",null,"A_MTLTNK",1]
["Irrigation","Tank","Reservoir","Construction Method","Construction method used to form the Asset",null,"A_MTHSTR",1]
["Irrigation","Tank","Reservoir","Tank Shape","External shape of the Asset",null,"A_SHPTNK",1]
["Irrigation","Tank","Reservoir","Lid Type","Category of  Lid Type installed",null,"A_TYPLID",1]
["Irrigation","Tank","Reservoir","Lid Material","Material used to manufacture the Asset",null,"A_MTLLID",1]
["Irrigation","Tank","Reservoir","Lid Shape","Physical shape of the Asset",null,"A_SHPLID",1]
["Irrigation","Tank","Reservoir","Lid Fixing","Fixing mechanism used to secure the Asset in place",null,"A_FIXLID",1]
["Irrigation","Tank","Reservoir","Lid Security","Security measures to prevent accessibility into the Asset",null,"A_SCRLID",1]
["Irrigation","Tank","Reservoir","Diameter (m)","External diameter of the Asset (if not rectangular)","Metres",null,1]
["Irrigation","Tank","Reservoir","Length (m)","Total external length of the Asset (if not circular)","Metres",null,1]
["Irrigation","Tank","Reservoir","Width (m)","Total external Width of the Asset (if not circular)","Metres",null,1]
["Irrigation","Tank","Reservoir","Height (m)","Total external Height of the Asset","Metres",null,1]
["Irrigation","Tank","Reservoir","Volume (m3)","Total capacity of available storage the Asset","Cubic metres",null,1]
["Irrigation","Tank","Reservoir","Floor RL (m)","Level of the Internal Base (in terms of a R.L)","Metres",null,1]
["Irrigation","Tank","Reservoir","Inlet RL (m)","Level of the Pipe Inlet (in terms of a R.L)","Metres",null,1]
["Irrigation","Tank","Reservoir","Overflow RL (m)","Level of the Pipe Outlet overflow (in terms of a R.L)","Metres",null,1]
["Stockwater","Tank","Reservoir","Material","Material used to manufacture the Asset",null,"A_MTLTNK",1]
["Stockwater","Tank","Reservoir","Construction Method","Construction method used to form the Asset",null,"A_MTHSTR",1]
["Stockwater","Tank","Reservoir","Tank Shape","External shape of the Asset",null,"A_SHPTNK",1]
["Stockwater","Tank","Reservoir","Lid Type","Category of  Lid Type installed",null,"A_TYPLID",1]
["Stockwater","Tank","Reservoir","Lid Material","Material used to manufacture the Asset",null,"A_MTLLID",1]
["Stockwater","Tank","Reservoir","Lid Shape","Physical shape of the Asset",null,"A_SHPLID",1]
["Stockwater","Tank","Reservoir","Lid Fixing","Fixing mechanism used to secure the Asset in place",null,"A_FIXLID",1]
["Stockwater","Tank","Reservoir","Lid Security","Security measures to prevent accessibility into the Asset",null,"A_SCRLID",1]
["Stockwater","Tank","Reservoir","Diameter (m)","External diameter of the Asset (if not rectangular)","Metres",null,1]
["Stockwater","Tank","Reservoir","Length (m)","Total external length of the Asset (if not circular)","Metres",null,1]
["Stockwater","Tank","Reservoir","Width (m)","Total external Width of the Asset (if not circular)","Metres",null,1]
["Stockwater","Tank","Reservoir","Height (m)","Total external Height of the Asset","Metres",null,1]
["Stockwater","Tank","Reservoir","Volume (m3)","Total capacity of available storage the Asset","Cubic metres",null,1]
["Stockwater","Tank","Reservoir","Floor RL (m)","Level of the Internal Base (in terms of a R.L)","Metres",null,1]
["Stockwater","Tank","Reservoir","Inlet RL (m)","Level of the Pipe Inlet (in terms of a R.L)","Metres",null,1]
["Stockwater","Tank","Reservoir","Overflow RL (m)","Level of the Pipe Outlet overflow (in terms of a R.L)","Metres",null,1]
["Stormwater","Tank","Reservoir","Material","Material used to manufacture the Asset",null,"A_MTLTNK",1]
["Stormwater","Tank","Reservoir","Construction Method","Construction method used to form the Asset",null,"A_MTHSTR",1]
["Stormwater","Tank","Reservoir","Tank Shape","External shape of the Asset",null,"A_SHPTNK",1]
["Stormwater","Tank","Reservoir","Lid Type","Category of  Lid Type installed",null,"A_TYPLID",1]
["Stormwater","Tank","Reservoir","Lid Material","Material used to manufacture the Asset",null,"A_MTLLID",1]
["Stormwater","Tank","Reservoir","Lid Shape","Physical shape of the Asset",null,"A_SHPLID",1]
["Stormwater","Tank","Reservoir","Lid Fixing","Fixing mechanism used to secure the Asset in place",null,"A_FIXLID",1]
["Stormwater","Tank","Reservoir","Lid Security","Security measures to prevent accessibility into the Asset",null,"A_SCRLID",1]
["Stormwater","Tank","Reservoir","Diameter (m)","External diameter of the Asset (if not rectangular)","Metres",null,1]
["Stormwater","Tank","Reservoir","Length (m)","Total external length of the Asset (if not circular)","Metres",null,1]
["Stormwater","Tank","Reservoir","Width (m)","Total external Width of the Asset (if not circular)","Metres",null,1]
["Stormwater","Tank","Reservoir","Height (m)","Total external Height of the Asset","Metres",null,1]
["Stormwater","Tank","Reservoir","Volume (m3)","Total capacity of available storage the Asset","Cubic metres",null,1]
["Stormwater","Tank","Reservoir","Floor RL (m)","Level of the Internal Base (in terms of a R.L)","Metres",null,1]
["Stormwater","Tank","Reservoir","Inlet RL (m)","Level of the Pipe Inlet (in terms of a R.L)","Metres",null,1]
["Stormwater","Tank","Reservoir","Overflow RL (m)","Level of the Pipe Outlet overflow (in terms of a R.L)","Metres",null,1]
["Water Supply","Tank","Reservoir","Material","Material used to manufacture the Asset",null,"A_MTLTNK",1]
["Water Supply","Tank","Reservoir","Construction Method","Construction method used to form the Asset",null,"A_MTHSTR",1]
["Water Supply","Tank","Reservoir","Tank Shape","External shape of the Asset",null,"A_SHPTNK",1]
["Water Supply","Tank","Reservoir","Lid Type","Category of  Lid Type installed",null,"A_TYPLID",1]
["Water Supply","Tank","Reservoir","Lid Material","Material used to manufacture the Asset",null,"A_MTLLID",1]
["Water Supply","Tank","Reservoir","Lid Shape","Physical shape of the Asset",null,"A_SHPLID",1]
["Water Supply","Tank","Reservoir","Lid Fixing","Fixing mechanism used to secure the Asset in place",null,"A_FIXLID",1]
["Water Supply","Tank","Reservoir","Lid Security","Security measures to prevent accessibility into the Asset",null,"A_SCRLID",1]
["Water Supply","Tank","Reservoir","Diameter (m)","External diameter of the Asset (if not rectangular)","Metres",null,1]
["Water Supply","Tank","Reservoir","Length (m)","Total external length of the Asset (if not circular)","Metres",null,1]
["Water Supply","Tank","Reservoir","Width (m)","Total external Width of the Asset (if not circular)","Metres",null,1]
["Water Supply","Tank","Reservoir","Height (m)","Total external Height of the Asset","Metres",null,1]
["Water Supply","Tank","Reservoir","Volume (m3)","Total capacity of available storage the Asset","Cubic metres",null,1]
["Water Supply","Tank","Reservoir","Floor RL (m)","Level of the Internal Base (in terms of a R.L)","Metres",null,1]
["Water Supply","Tank","Reservoir","Inlet RL (m)","Level of the Pipe Inlet (in terms of a R.L)","Metres",null,1]
["Water Supply","Tank","Reservoir","Overflow RL (m)","Level of the Pipe Outlet overflow (in terms of a R.L)","Metres",null,1]
["Wastewater","Tank","Reservoir","Material","Material used to manufacture the Asset",null,"A_MTLTNK",1]
["Wastewater","Tank","Reservoir","Construction Method","Construction method used to form the Asset",null,"A_MTHSTR",1]
["Wastewater","Tank","Reservoir","Tank Shape","External shape of the Asset",null,"A_SHPTNK",1]
["Wastewater","Tank","Reservoir","Lid Type","Category of  Lid Type installed",null,"A_TYPLID",1]
["Wastewater","Tank","Reservoir","Lid Material","Material used to manufacture the Asset",null,"A_MTLLID",1]
["Wastewater","Tank","Reservoir","Lid Shape","Physical shape of the Asset",null,"A_SHPLID",1]
["Wastewater","Tank","Reservoir","Lid Fixing","Fixing mechanism used to secure the Asset in place",null,"A_FIXLID",1]
["Wastewater","Tank","Reservoir","Lid Security","Security measures to prevent accessibility into the Asset",null,"A_SCRLID",1]
["Wastewater","Tank","Reservoir","Diameter (m)","External diameter of the Asset (if not rectangular)","Metres",null,1]
["Wastewater","Tank","Reservoir","Length (m)","Total external length of the Asset (if not circular)","Metres",null,1]
["Wastewater","Tank","Reservoir","Width (m)","Total external Width of the Asset (if not circular)","Metres",null,1]
["Wastewater","Tank","Reservoir","Height (m)","Total external Height of the Asset","Metres",null,1]
["Wastewater","Tank","Reservoir","Volume (m3)","Total capacity of available storage the Asset","Cubic metres",null,1]
["Wastewater","Tank","Reservoir","Floor RL (m)","Level of the Internal Base (in terms of a R.L)","Metres",null,1]
["Wastewater","Tank","Reservoir","Inlet RL (m)","Level of the Pipe Inlet (in terms of a R.L)","Metres",null,1]
["Wastewater","Tank","Reservoir","Overflow RL (m)","Level of the Pipe Outlet overflow (in terms of a R.L)","Metres",null,1]
["Irrigation","Service Connection","Restricted Water Connection","Property Use","Category of Service Connection type",null,"A_USESVC",1]
["Irrigation","Service Connection","Restricted Water Connection","Valve Type","Type of Asset that was installed",null,"A_TYPVLV",1]
["Irrigation","Service Connection","Restricted Water Connection","Box Type","Type of containment structure used to house the Assets",null,"A_MTLBOX",1]
["Irrigation","Service Connection","Restricted Water Connection","Restrictor Type","Type of Restrictor Unit installed",null,"A_TYPRST",1]
["Irrigation","Service Connection","Restricted Water Connection","Backflow Type","Type of Backflow Prevention used",null,"A_TYPBFW",1]
["Irrigation","Service Connection","Restricted Water Connection","Backflow Hazard Cat","Catergory of Backflow Prevention assigned to the connection",null,"A_CLSBFW",1]
["Irrigation","Service Connection","Restricted Water Connection","Diameter (mm)","Nominal diameter of the Asset (Internal diameter unless external diameter is nominated as industry standard)","Millimetres",null,1]
["Irrigation","Service Connection","Restricted Water Connection","Isolation Valve Qty","Total quantity  of Valves used for isolation purposes","Count",null,1]
["Irrigation","Service Connection","Restricted Water Connection","Restrictor Units","Size of the restrictor unit in relation to cubic metres per day","Cubic metres per day?",null,1]
["Stockwater","Service Connection","Restricted Water Connection","Property Use","Category of Service Connection type",null,"A_USESVC",1]
["Stockwater","Service Connection","Restricted Water Connection","Valve Type","Type of Asset that was installed",null,"A_TYPVLV",1]
["Stockwater","Service Connection","Restricted Water Connection","Box Type","Type of containment structure used to house the Assets",null,"A_MTLBOX",1]
["Stockwater","Service Connection","Restricted Water Connection","Restrictor Type","Type of Restrictor Unit installed",null,"A_TYPRST",1]
["Stockwater","Service Connection","Restricted Water Connection","Backflow Type","Type of Backflow Prevention used",null,"A_TYPBFW",1]
["Stockwater","Service Connection","Restricted Water Connection","Backflow Hazard Cat","Catergory of Backflow Prevention assigned to the connection",null,"A_CLSBFW",1]
["Stockwater","Service Connection","Restricted Water Connection","Diameter (mm)","Nominal diameter of the Asset (Internal diameter unless external diameter is nominated as industry standard)","Millimetres",null,1]
["Stockwater","Service Connection","Restricted Water Connection","Isolation Valve Qty","Total quantity  of Valves used for isolation purposes","Count",null,1]
["Stockwater","Service Connection","Restricted Water Connection","Restrictor Units","Size of the restrictor unit in relation to cubic metres per day","Cubic metres per day?",null,1]
["Stormwater","Service Connection","Restricted Water Connection","Property Use","Category of Service Connection type",null,"A_USESVC",1]
["Stormwater","Service Connection","Restricted Water Connection","Valve Type","Type of Asset that was installed",null,"A_TYPVLV",1]
["Stormwater","Service Connection","Restricted Water Connection","Box Type","Type of containment structure used to house the Assets",null,"A_MTLBOX",1]
["Stormwater","Service Connection","Restricted Water Connection","Restrictor Type","Type of Restrictor Unit installed",null,"A_TYPRST",1]
["Stormwater","Service Connection","Restricted Water Connection","Backflow Type","Type of Backflow Prevention used",null,"A_TYPBFW",1]
["Stormwater","Service Connection","Restricted Water Connection","Backflow Hazard Cat","Catergory of Backflow Prevention assigned to the connection",null,"A_CLSBFW",1]
["Stormwater","Service Connection","Restricted Water Connection","Diameter (mm)","Nominal diameter of the Asset (Internal diameter unless external diameter is nominated as industry standard)","Millimetres",null,1]
["Stormwater","Service Connection","Restricted Water Connection","Isolation Valve Qty","Total quantity  of Valves used for isolation purposes","Count",null,1]
["Stormwater","Service Connection","Restricted Water Connection","Restrictor Units","Size of the restrictor unit in relation to cubic metres per day","Cubic metres per day?",null,1]
["Water Supply","Service Connection","Restricted Water Connection","Property Use","Category of Service Connection type",null,"A_USESVC",1]
["Water Supply","Service Connection","Restricted Water Connection","Valve Type","Type of Asset that was installed",null,"A_TYPVLV",1]
["Water Supply","Service Connection","Restricted Water Connection","Box Type","Type of containment structure used to house the Assets",null,"A_MTLBOX",1]
["Water Supply","Service Connection","Restricted Water Connection","Restrictor Type","Type of Restrictor Unit installed",null,"A_TYPRST",1]
["Water Supply","Service Connection","Restricted Water Connection","Backflow Type","Type of Backflow Prevention used",null,"A_TYPBFW",1]
["Water Supply","Service Connection","Restricted Water Connection","Backflow Hazard Cat","Catergory of Backflow Prevention assigned to the connection",null,"A_CLSBFW",1]
["Water Supply","Service Connection","Restricted Water Connection","Diameter (mm)","Nominal diameter of the Asset (Internal diameter unless external diameter is nominated as industry standard)","Millimetres",null,1]
["Water Supply","Service Connection","Restricted Water Connection","Isolation Valve Qty","Total quantity  of Valves used for isolation purposes","Count",null,1]
["Water Supply","Service Connection","Restricted Water Connection","Restrictor Units","Size of the restrictor unit in relation to cubic metres per day","Cubic metres per day?",null,1]
["Wastewater","Service Connection","Restricted Water Connection","Property Use","Category of Service Connection type",null,"A_USESVC",1]
["Wastewater","Service Connection","Restricted Water Connection","Valve Type","Type of Asset that was installed",null,"A_TYPVLV",1]
["Wastewater","Service Connection","Restricted Water Connection","Box Type","Type of containment structure used to house the Assets",null,"A_MTLBOX",1]
["Wastewater","Service Connection","Restricted Water Connection","Restrictor Type","Type of Restrictor Unit installed",null,"A_TYPRST",1]
["Wastewater","Service Connection","Restricted Water Connection","Backflow Type","Type of Backflow Prevention used",null,"A_TYPBFW",1]
["Wastewater","Service Connection","Restricted Water Connection","Backflow Hazard Cat","Catergory of Backflow Prevention assigned to the connection",null,"A_CLSBFW",1]
["Wastewater","Service Connection","Restricted Water Connection","Diameter (mm)","Nominal diameter of the Asset (Internal diameter unless external diameter is nominated as industry standard)","Millimetres",null,1]
["Wastewater","Service Connection","Restricted Water Connection","Isolation Valve Qty","Total quantity  of Valves used for isolation purposes","Count",null,1]
["Wastewater","Service Connection","Restricted Water Connection","Restrictor Units","Size of the restrictor unit in relation to cubic metres per day","Cubic metres per day?",null,1]
["Irrigation","Structure","Retaining Wall","Material","Material used to manufacture the Asset",null,"A_MTLSTR",1]
["Irrigation","Structure","Retaining Wall","Construction Method","Construction method used to form Asset",null,"A_MTHSTR",1]
["Irrigation","Structure","Retaining Wall","Length (m)","Total length of the Assset","Metres",null,1]
["Irrigation","Structure","Retaining Wall","Width (m)","Total Width of the Asset","Metres",null,1]
["Irrigation","Structure","Retaining Wall","Height (m)","Total height of the Asset (above ground)","Metres",null,1]
["Irrigation","Structure","Retaining Wall","Top RL (m)","Level at the top of the Asset (in terms of a R.L). Refer technical chapter for details","Metres",null,1]
["Irrigation","Structure","Retaining Wall","Base RL (m)","Level at the bottom of the Asset (in terms of a R.L). Refer technical chapter for details","Metres",null,1]
["Stockwater","Structure","Retaining Wall","Material","Material used to manufacture the Asset",null,"A_MTLSTR",1]
["Stockwater","Structure","Retaining Wall","Construction Method","Construction method used to form Asset",null,"A_MTHSTR",1]
["Stockwater","Structure","Retaining Wall","Length (m)","Total length of the Assset","Metres",null,1]
["Stockwater","Structure","Retaining Wall","Width (m)","Total Width of the Asset","Metres",null,1]
["Stockwater","Structure","Retaining Wall","Height (m)","Total height of the Asset (above ground)","Metres",null,1]
["Stockwater","Structure","Retaining Wall","Top RL (m)","Level at the top of the Asset (in terms of a R.L). Refer technical chapter for details","Metres",null,1]
["Stockwater","Structure","Retaining Wall","Base RL (m)","Level at the bottom of the Asset (in terms of a R.L). Refer technical chapter for details","Metres",null,1]
["Stormwater","Structure","Retaining Wall","Material","Material used to manufacture the Asset",null,"A_MTLSTR",1]
["Stormwater","Structure","Retaining Wall","Construction Method","Construction method used to form Asset",null,"A_MTHSTR",1]
["Stormwater","Structure","Retaining Wall","Length (m)","Total length of the Assset","Metres",null,1]
["Stormwater","Structure","Retaining Wall","Width (m)","Total Width of the Asset","Metres",null,1]
["Stormwater","Structure","Retaining Wall","Height (m)","Total height of the Asset (above ground)","Metres",null,1]
["Stormwater","Structure","Retaining Wall","Top RL (m)","Level at the top of the Asset (in terms of a R.L). Refer technical chapter for details","Metres",null,1]
["Stormwater","Structure","Retaining Wall","Base RL (m)","Level at the bottom of the Asset (in terms of a R.L). Refer technical chapter for details","Metres",null,1]
["Water Supply","Structure","Retaining Wall","Material","Material used to manufacture the Asset",null,"A_MTLSTR",1]
["Water Supply","Structure","Retaining Wall","Construction Method","Construction method used to form Asset",null,"A_MTHSTR",1]
["Water Supply","Structure","Retaining Wall","Length (m)","Total length of the Assset","Metres",null,1]
["Water Supply","Structure","Retaining Wall","Width (m)","Total Width of the Asset","Metres",null,1]
["Water Supply","Structure","Retaining Wall","Height (m)","Total height of the Asset (above ground)","Metres",null,1]
["Water Supply","Structure","Retaining Wall","Top RL (m)","Level at the top of the Asset (in terms of a R.L). Refer technical chapter for details","Metres",null,1]
["Water Supply","Structure","Retaining Wall","Base RL (m)","Level at the bottom of the Asset (in terms of a R.L). Refer technical chapter for details","Metres",null,1]
["Wastewater","Structure","Retaining Wall","Material","Material used to manufacture the Asset",null,"A_MTLSTR",1]
["Wastewater","Structure","Retaining Wall","Construction Method","Construction method used to form Asset",null,"A_MTHSTR",1]
["Wastewater","Structure","Retaining Wall","Length (m)","Total length of the Assset","Metres",null,1]
["Wastewater","Structure","Retaining Wall","Width (m)","Total Width of the Asset","Metres",null,1]
["Wastewater","Structure","Retaining Wall","Height (m)","Total height of the Asset (above ground)","Metres",null,1]
["Wastewater","Structure","Retaining Wall","Top RL (m)","Level at the top of the Asset (in terms of a R.L). Refer technical chapter for details","Metres",null,1]
["Wastewater","Structure","Retaining Wall","Base RL (m)","Level at the bottom of the Asset (in terms of a R.L). Refer technical chapter for details","Metres",null,1]
["Irrigation","Basin","Retention Basin","Lining Material","Lining Material used to line the base or sides of the Storage System",null,"A_MTLLIN",1]
["Irrigation","Basin","Retention Basin","Base Length (m)","Base Length of the Storage System","Metres",null,1]
["Irrigation","Basin","Retention Basin","Base Width (m)","Base Width of the Storage System","Metres",null,1]
["Irrigation","Basin","Retention Basin","Base Area (m2)","Base Area of the Storage System","Square metres",null,1]
["Irrigation","Basin","Retention Basin","Volume (m3)","Volume of the Storage System at full capacity","Cubic metres",null,1]
["Irrigation","Basin","Retention Basin","Top RL (m)","Level at the top of the  Storage System (in terms of a R.L)","Metres",null,1]
["Irrigation","Basin","Retention Basin","Base RL (m)","Level at the base of Storage System (in terms of a R.L)","Metres",null,1]
["Irrigation","Basin","Retention Basin","Overflow RL (m)","Level of the Storage System at its breach point (in terms of a R.L)","Metres",null,1]
["Stockwater","Basin","Retention Basin","Lining Material","Lining Material used to line the base or sides of the Storage System",null,"A_MTLLIN",1]
["Stockwater","Basin","Retention Basin","Base Length (m)","Base Length of the Storage System","Metres",null,1]
["Stockwater","Basin","Retention Basin","Base Width (m)","Base Width of the Storage System","Metres",null,1]
["Stockwater","Basin","Retention Basin","Base Area (m2)","Base Area of the Storage System","Square metres",null,1]
["Stockwater","Basin","Retention Basin","Volume (m3)","Volume of the Storage System at full capacity","Cubic metres",null,1]
["Stockwater","Basin","Retention Basin","Top RL (m)","Level at the top of the  Storage System (in terms of a R.L)","Metres",null,1]
["Stockwater","Basin","Retention Basin","Base RL (m)","Level at the base of Storage System (in terms of a R.L)","Metres",null,1]
["Stockwater","Basin","Retention Basin","Overflow RL (m)","Level of the Storage System at its breach point (in terms of a R.L)","Metres",null,1]
["Stormwater","Basin","Retention Basin","Lining Material","Lining Material used to line the base or sides of the Storage System",null,"A_MTLLIN",1]
["Stormwater","Basin","Retention Basin","Base Length (m)","Base Length of the Storage System","Metres",null,1]
["Stormwater","Basin","Retention Basin","Base Width (m)","Base Width of the Storage System","Metres",null,1]
["Stormwater","Basin","Retention Basin","Base Area (m2)","Base Area of the Storage System","Square metres",null,1]
["Stormwater","Basin","Retention Basin","Volume (m3)","Volume of the Storage System at full capacity","Cubic metres",null,1]
["Stormwater","Basin","Retention Basin","Top RL (m)","Level at the top of the  Storage System (in terms of a R.L)","Metres",null,1]
["Stormwater","Basin","Retention Basin","Base RL (m)","Level at the base of Storage System (in terms of a R.L)","Metres",null,1]
["Stormwater","Basin","Retention Basin","Overflow RL (m)","Level of the Storage System at its breach point (in terms of a R.L)","Metres",null,1]
["Water Supply","Basin","Retention Basin","Lining Material","Lining Material used to line the base or sides of the Storage System",null,"A_MTLLIN",1]
["Water Supply","Basin","Retention Basin","Base Length (m)","Base Length of the Storage System","Metres",null,1]
["Water Supply","Basin","Retention Basin","Base Width (m)","Base Width of the Storage System","Metres",null,1]
["Water Supply","Basin","Retention Basin","Base Area (m2)","Base Area of the Storage System","Square metres",null,1]
["Water Supply","Basin","Retention Basin","Volume (m3)","Volume of the Storage System at full capacity","Cubic metres",null,1]
["Water Supply","Basin","Retention Basin","Top RL (m)","Level at the top of the  Storage System (in terms of a R.L)","Metres",null,1]
["Water Supply","Basin","Retention Basin","Base RL (m)","Level at the base of Storage System (in terms of a R.L)","Metres",null,1]
["Water Supply","Basin","Retention Basin","Overflow RL (m)","Level of the Storage System at its breach point (in terms of a R.L)","Metres",null,1]
["Wastewater","Basin","Retention Basin","Lining Material","Lining Material used to line the base or sides of the Storage System",null,"A_MTLLIN",1]
["Wastewater","Basin","Retention Basin","Base Length (m)","Base Length of the Storage System","Metres",null,1]
["Wastewater","Basin","Retention Basin","Base Width (m)","Base Width of the Storage System","Metres",null,1]
["Wastewater","Basin","Retention Basin","Base Area (m2)","Base Area of the Storage System","Square metres",null,1]
["Wastewater","Basin","Retention Basin","Volume (m3)","Volume of the Storage System at full capacity","Cubic metres",null,1]
["Wastewater","Basin","Retention Basin","Top RL (m)","Level at the top of the  Storage System (in terms of a R.L)","Metres",null,1]
["Wastewater","Basin","Retention Basin","Base RL (m)","Level at the base of Storage System (in terms of a R.L)","Metres",null,1]
["Wastewater","Basin","Retention Basin","Overflow RL (m)","Level of the Storage System at its breach point (in terms of a R.L)","Metres",null,1]
["Irrigation","Site Services","Safety Shower","Material","Material used to manufacture the Asset",null,"A_MTLCHT",1]
["Stockwater","Site Services","Safety Shower","Material","Material used to manufacture the Asset",null,"A_MTLCHT",1]
["Stormwater","Site Services","Safety Shower","Material","Material used to manufacture the Asset",null,"A_MTLCHT",1]
["Water Supply","Site Services","Safety Shower","Material","Material used to manufacture the Asset",null,"A_MTLCHT",1]
["Wastewater","Site Services","Safety Shower","Material","Material used to manufacture the Asset",null,"A_MTLCHT",1]
["Water Supply","Site Services","Safety Shower","Manufacturer","Name of the manufacturer",null,null,1]
["Water Supply","Site Services","Safety Shower","Model","Name of the manufacturer model",null,null,1]
["Wastewater","Site Services","Safety Shower","Manufacturer","Name of the manufacturer",null,null,1]
["Wastewater","Site Services","Safety Shower","Model","Name of the manufacturer model",null,null,1]
["Stormwater","Site Services","Safety Shower","Manufacturer","Name of the manufacturer",null,null,1]
["Stormwater","Site Services","Safety Shower","Model","Name of the manufacturer model",null,null,1]
["Stockwater","Site Services","Safety Shower","Manufacturer","Name of the manufacturer",null,null,1]
["Stockwater","Site Services","Safety Shower","Model","Name of the manufacturer model",null,null,1]
["Irrigation","Site Services","Safety Shower","Manufacturer","Name of the manufacturer",null,null,1]
["Irrigation","Site Services","Safety Shower","Model","Name of the manufacturer model",null,null,1]
["Irrigation","Valve","Sampling Tap","Locality","Physical location of the Asset ",null,"A_POSVRS",1]
["Irrigation","Valve","Sampling Tap","Valve State","The normal operational state of the Asset.",null,"A_STTVLV",1]
["Irrigation","Valve","Sampling Tap","Close Direction","Direction to turn to close the Asset",null,"A_DIRVLV",1]
["Irrigation","Valve","Sampling Tap","Diameter (mm)","Nominal diameter of the Asset (Internal diameter unless external diameter is nominated as industry standard)","Millimetres",null,1]
["Irrigation","Valve","Sampling Tap","Rated Pressure (kPa)","Pressure class as specified by Manufacturer","Kilopascals",null,1]
["Stockwater","Valve","Sampling Tap","Locality","Physical location of the Asset ",null,"A_POSVRS",1]
["Stockwater","Valve","Sampling Tap","Valve State","The normal operational state of the Asset.",null,"A_STTVLV",1]
["Stockwater","Valve","Sampling Tap","Close Direction","Direction to turn to close the Asset",null,"A_DIRVLV",1]
["Stockwater","Valve","Sampling Tap","Diameter (mm)","Nominal diameter of the Asset (Internal diameter unless external diameter is nominated as industry standard)","Millimetres",null,1]
["Stockwater","Valve","Sampling Tap","Rated Pressure (kPa)","Pressure class as specified by Manufacturer","Kilopascals",null,1]
["Stormwater","Valve","Sampling Tap","Locality","Physical location of the Asset ",null,"A_POSVRS",1]
["Stormwater","Valve","Sampling Tap","Valve State","The normal operational state of the Asset.",null,"A_STTVLV",1]
["Stormwater","Valve","Sampling Tap","Close Direction","Direction to turn to close the Asset",null,"A_DIRVLV",1]
["Stormwater","Valve","Sampling Tap","Diameter (mm)","Nominal diameter of the Asset (Internal diameter unless external diameter is nominated as industry standard)","Millimetres",null,1]
["Stormwater","Valve","Sampling Tap","Rated Pressure (kPa)","Pressure class as specified by Manufacturer","Kilopascals",null,1]
["Water Supply","Valve","Sampling Tap","Locality","Physical location of the Asset ",null,"A_POSVRS",1]
["Water Supply","Valve","Sampling Tap","Valve State","The normal operational state of the Asset.",null,"A_STTVLV",1]
["Water Supply","Valve","Sampling Tap","Close Direction","Direction to turn to close the Asset",null,"A_DIRVLV",1]
["Water Supply","Valve","Sampling Tap","Diameter (mm)","Nominal diameter of the Asset (Internal diameter unless external diameter is nominated as industry standard)","Millimetres",null,1]
["Water Supply","Valve","Sampling Tap","Rated Pressure (kPa)","Pressure class as specified by Manufacturer","Kilopascals",null,1]
["Wastewater","Valve","Sampling Tap","Locality","Physical location of the Asset ",null,"A_POSVRS",1]
["Wastewater","Valve","Sampling Tap","Valve State","The normal operational state of the Asset.",null,"A_STTVLV",1]
["Wastewater","Valve","Sampling Tap","Close Direction","Direction to turn to close the Asset",null,"A_DIRVLV",1]
["Wastewater","Valve","Sampling Tap","Diameter (mm)","Nominal diameter of the Asset (Internal diameter unless external diameter is nominated as industry standard)","Millimetres",null,1]
["Wastewater","Valve","Sampling Tap","Rated Pressure (kPa)","Pressure class as specified by Manufacturer","Kilopascals",null,1]
["Water Supply","Valve","Sampling Tap","Manufacturer","Name of the manufacturer",null,null,1]
["Water Supply","Valve","Sampling Tap","Model","Name of the manufacturer model",null,null,1]
["Irrigation","Valve","Sampling Tap","Manufacturer","Name of the manufacturer",null,null,1]
["Irrigation","Valve","Sampling Tap","Model","Name of the manufacturer model",null,null,1]
["Stockwater","Valve","Sampling Tap","Manufacturer","Name of the manufacturer",null,null,1]
["Stockwater","Valve","Sampling Tap","Model","Name of the manufacturer model",null,null,1]
["Wastewater","Valve","Sampling Tap","Manufacturer","Name of the manufacturer",null,null,1]
["Wastewater","Valve","Sampling Tap","Model","Name of the manufacturer model",null,null,1]
["Stormwater","Valve","Sampling Tap","Manufacturer","Name of the manufacturer",null,null,1]
["Stormwater","Valve","Sampling Tap","Model","Name of the manufacturer model",null,null,1]
["Irrigation","Filter","Sand Filter","Filter Media","Material used within the Filtration System",null,"A_MTLFLM",1]
["Irrigation","Filter","Sand Filter","Lining Material","Media used for Filteration prevention",null,"A_MTLFLL",1]
["Irrigation","Filter","Sand Filter","Length (mm)","Length of the Filtration System (If not circular)","Millimetres",null,1]
["Irrigation","Filter","Sand Filter","Width (mm)","Width of the Filtration System (If not circular)","Millimetres",null,1]
["Irrigation","Filter","Sand Filter","Diameter (mm)","Diameter of the Filter System","Millimetres",null,1]
["Irrigation","Filter","Sand Filter","Depth (mm)","Average depth of the Filtration System","Millimetres",null,1]
["Irrigation","Filter","Sand Filter","Surface Area (m2)","Surface Area of the Filtration System","Square metres",null,1]
["Irrigation","Filter","Sand Filter","Volume (m3)","Total Volume of the Filtration System","Cubic metres",null,1]
["Irrigation","Filter","Sand Filter","Infiltration (L/min)","Rate of Infiltration through the Media","Litres per minute",null,1]
["Stockwater","Filter","Sand Filter","Filter Media","Material used within the Filtration System",null,"A_MTLFLM",1]
["Stockwater","Filter","Sand Filter","Lining Material","Media used for Filteration prevention",null,"A_MTLFLL",1]
["Stockwater","Filter","Sand Filter","Length (mm)","Length of the Filtration System (If not circular)","Millimetres",null,1]
["Stockwater","Filter","Sand Filter","Width (mm)","Width of the Filtration System (If not circular)","Millimetres",null,1]
["Stockwater","Filter","Sand Filter","Diameter (mm)","Diameter of the Filter System","Millimetres",null,1]
["Stockwater","Filter","Sand Filter","Depth (mm)","Average depth of the Filtration System","Millimetres",null,1]
["Stockwater","Filter","Sand Filter","Surface Area (m2)","Surface Area of the Filtration System","Square metres",null,1]
["Stockwater","Filter","Sand Filter","Volume (m3)","Total Volume of the Filtration System","Cubic metres",null,1]
["Stockwater","Filter","Sand Filter","Infiltration (L/min)","Rate of Infiltration through the Media","Litres per minute",null,1]
["Stormwater","Filter","Sand Filter","Filter Media","Material used within the Filtration System",null,"A_MTLFLM",1]
["Stormwater","Filter","Sand Filter","Lining Material","Media used for Filteration prevention",null,"A_MTLFLL",1]
["Stormwater","Filter","Sand Filter","Length (mm)","Length of the Filtration System (If not circular)","Millimetres",null,1]
["Stormwater","Filter","Sand Filter","Width (mm)","Width of the Filtration System (If not circular)","Millimetres",null,1]
["Stormwater","Filter","Sand Filter","Diameter (mm)","Diameter of the Filter System","Millimetres",null,1]
["Stormwater","Filter","Sand Filter","Depth (mm)","Average depth of the Filtration System","Millimetres",null,1]
["Stormwater","Filter","Sand Filter","Surface Area (m2)","Surface Area of the Filtration System","Square metres",null,1]
["Stormwater","Filter","Sand Filter","Volume (m3)","Total Volume of the Filtration System","Cubic metres",null,1]
["Stormwater","Filter","Sand Filter","Infiltration (L/min)","Rate of Infiltration through the Media","Litres per minute",null,1]
["Water Supply","Filter","Sand Filter","Filter Media","Material used within the Filtration System",null,"A_MTLFLM",1]
["Water Supply","Filter","Sand Filter","Lining Material","Media used for Filteration prevention",null,"A_MTLFLL",1]
["Water Supply","Filter","Sand Filter","Length (mm)","Length of the Filtration System (If not circular)","Millimetres",null,1]
["Water Supply","Filter","Sand Filter","Width (mm)","Width of the Filtration System (If not circular)","Millimetres",null,1]
["Water Supply","Filter","Sand Filter","Diameter (mm)","Diameter of the Filter System","Millimetres",null,1]
["Water Supply","Filter","Sand Filter","Depth (mm)","Average depth of the Filtration System","Millimetres",null,1]
["Water Supply","Filter","Sand Filter","Surface Area (m2)","Surface Area of the Filtration System","Square metres",null,1]
["Water Supply","Filter","Sand Filter","Volume (m3)","Total Volume of the Filtration System","Cubic metres",null,1]
["Water Supply","Filter","Sand Filter","Infiltration (L/min)","Rate of Infiltration through the Media","Litres per minute",null,1]
["Wastewater","Filter","Sand Filter","Filter Media","Material used within the Filtration System",null,"A_MTLFLM",1]
["Wastewater","Filter","Sand Filter","Lining Material","Media used for Filteration prevention",null,"A_MTLFLL",1]
["Wastewater","Filter","Sand Filter","Length (mm)","Length of the Filtration System (If not circular)","Millimetres",null,1]
["Wastewater","Filter","Sand Filter","Width (mm)","Width of the Filtration System (If not circular)","Millimetres",null,1]
["Wastewater","Filter","Sand Filter","Diameter (mm)","Diameter of the Filter System","Millimetres",null,1]
["Wastewater","Filter","Sand Filter","Depth (mm)","Average depth of the Filtration System","Millimetres",null,1]
["Wastewater","Filter","Sand Filter","Surface Area (m2)","Surface Area of the Filtration System","Square metres",null,1]
["Wastewater","Filter","Sand Filter","Volume (m3)","Total Volume of the Filtration System","Cubic metres",null,1]
["Wastewater","Filter","Sand Filter","Infiltration (L/min)","Rate of Infiltration through the Media","Litres per minute",null,1]
["Water Supply","Filter","Sand Filter","Manufacturer","Name of the manufacturer",null,null,1]
["Water Supply","Filter","Sand Filter","Model","Name of the manufacturer model",null,null,1]
["Water Supply","Filter","Sand Filter","Serial Number","Identification code supplied by the manufacturer",null,null,1]
["Irrigation","Filter","Sand Filter","Manufacturer","Name of the manufacturer",null,null,1]
["Irrigation","Filter","Sand Filter","Model","Name of the manufacturer model",null,null,1]
["Irrigation","Filter","Sand Filter","Serial Number","Identification code supplied by the manufacturer",null,null,1]
["Stockwater","Filter","Sand Filter","Manufacturer","Name of the manufacturer",null,null,1]
["Stockwater","Filter","Sand Filter","Model","Name of the manufacturer model",null,null,1]
["Stockwater","Filter","Sand Filter","Serial Number","Identification code supplied by the manufacturer",null,null,1]
["Wastewater","Filter","Sand Filter","Manufacturer","Name of the manufacturer",null,null,1]
["Wastewater","Filter","Sand Filter","Model","Name of the manufacturer model",null,null,1]
["Wastewater","Filter","Sand Filter","Serial Number","Identification code supplied by the manufacturer",null,null,1]
["Stormwater","Filter","Sand Filter","Manufacturer","Name of the manufacturer",null,null,1]
["Stormwater","Filter","Sand Filter","Model","Name of the manufacturer model",null,null,1]
["Stormwater","Filter","Sand Filter","Serial Number","Identification code supplied by the manufacturer",null,null,1]
["Irrigation","Valve","Scour Valve","Locality","Physical location of the Asset ",null,"A_POSVRS",1]
["Irrigation","Valve","Scour Valve","Valve State","The normal operational state of the Asset.",null,"A_STTVLV",1]
["Irrigation","Valve","Scour Valve","Close Direction","Direction to turn to close the Asset",null,"A_DIRVLV",1]
["Irrigation","Valve","Scour Valve","Diameter (mm)","Nominal diameter of the Asset (Internal diameter unless external diameter is nominated as industry standard)","Millimetres",null,1]
["Irrigation","Valve","Scour Valve","Valve Top RL (m)","Level at the top of the Valve (in terms of a R.L) Refer technical chapter for each asset type","Metres",null,1]
["Irrigation","Valve","Scour Valve","Rated Pressure (kPa)","Pressure class as specified by Manufacturer","Kilopascals",null,1]
["Stockwater","Valve","Scour Valve","Locality","Physical location of the Asset ",null,"A_POSVRS",1]
["Stockwater","Valve","Scour Valve","Valve State","The normal operational state of the Asset.",null,"A_STTVLV",1]
["Stockwater","Valve","Scour Valve","Close Direction","Direction to turn to close the Asset",null,"A_DIRVLV",1]
["Stockwater","Valve","Scour Valve","Diameter (mm)","Nominal diameter of the Asset (Internal diameter unless external diameter is nominated as industry standard)","Millimetres",null,1]
["Stockwater","Valve","Scour Valve","Valve Top RL (m)","Level at the top of the Valve (in terms of a R.L) Refer technical chapter for each asset type","Metres",null,1]
["Stockwater","Valve","Scour Valve","Rated Pressure (kPa)","Pressure class as specified by Manufacturer","Kilopascals",null,1]
["Stormwater","Valve","Scour Valve","Locality","Physical location of the Asset ",null,"A_POSVRS",1]
["Stormwater","Valve","Scour Valve","Valve State","The normal operational state of the Asset.",null,"A_STTVLV",1]
["Stormwater","Valve","Scour Valve","Close Direction","Direction to turn to close the Asset",null,"A_DIRVLV",1]
["Stormwater","Valve","Scour Valve","Diameter (mm)","Nominal diameter of the Asset (Internal diameter unless external diameter is nominated as industry standard)","Millimetres",null,1]
["Stormwater","Valve","Scour Valve","Valve Top RL (m)","Level at the top of the Valve (in terms of a R.L) Refer technical chapter for each asset type","Metres",null,1]
["Stormwater","Valve","Scour Valve","Rated Pressure (kPa)","Pressure class as specified by Manufacturer","Kilopascals",null,1]
["Water Supply","Valve","Scour Valve","Locality","Physical location of the Asset ",null,"A_POSVRS",1]
["Water Supply","Valve","Scour Valve","Valve State","The normal operational state of the Asset.",null,"A_STTVLV",1]
["Water Supply","Valve","Scour Valve","Close Direction","Direction to turn to close the Asset",null,"A_DIRVLV",1]
["Water Supply","Valve","Scour Valve","Diameter (mm)","Nominal diameter of the Asset (Internal diameter unless external diameter is nominated as industry standard)","Millimetres",null,1]
["Water Supply","Valve","Scour Valve","Valve Top RL (m)","Level at the top of the Valve (in terms of a R.L) Refer technical chapter for each asset type","Metres",null,1]
["Water Supply","Valve","Scour Valve","Rated Pressure (kPa)","Pressure class as specified by Manufacturer","Kilopascals",null,1]
["Wastewater","Valve","Scour Valve","Locality","Physical location of the Asset ",null,"A_POSVRS",1]
["Wastewater","Valve","Scour Valve","Valve State","The normal operational state of the Asset.",null,"A_STTVLV",1]
["Wastewater","Valve","Scour Valve","Close Direction","Direction to turn to close the Asset",null,"A_DIRVLV",1]
["Wastewater","Valve","Scour Valve","Diameter (mm)","Nominal diameter of the Asset (Internal diameter unless external diameter is nominated as industry standard)","Millimetres",null,1]
["Wastewater","Valve","Scour Valve","Valve Top RL (m)","Level at the top of the Valve (in terms of a R.L) Refer technical chapter for each asset type","Metres",null,1]
["Wastewater","Valve","Scour Valve","Rated Pressure (kPa)","Pressure class as specified by Manufacturer","Kilopascals",null,1]
["Water Supply","Valve","Scour Valve","Manufacturer","Name of the manufacturer",null,null,1]
["Water Supply","Valve","Scour Valve","Model","Name of the manufacturer model",null,null,1]
["Irrigation","Valve","Scour Valve","Manufacturer","Name of the manufacturer",null,null,1]
["Irrigation","Valve","Scour Valve","Model","Name of the manufacturer model",null,null,1]
["Stockwater","Valve","Scour Valve","Manufacturer","Name of the manufacturer",null,null,1]
["Stockwater","Valve","Scour Valve","Model","Name of the manufacturer model",null,null,1]
["Wastewater","Valve","Scour Valve","Manufacturer","Name of the manufacturer",null,null,1]
["Wastewater","Valve","Scour Valve","Model","Name of the manufacturer model",null,null,1]
["Stormwater","Valve","Scour Valve","Manufacturer","Name of the manufacturer",null,null,1]
["Stormwater","Valve","Scour Valve","Model","Name of the manufacturer model",null,null,1]
["Irrigation","Chamber","Septic Tank","Material","Material used to manufacture the Asset",null,"A_MTLTNK",1]
["Irrigation","Chamber","Septic Tank","Construction Method","Construction method used to form the Asset",null,"A_MTHSTR",1]
["Irrigation","Chamber","Septic Tank","Chamber Shape","Preformed shape of the Asset",null,"A_SHPCMB",1]
["Irrigation","Chamber","Septic Tank","Lid Type","Asset category type",null,"A_TYPLID",1]
["Irrigation","Chamber","Septic Tank","Lid Material","Material used to manufacture the Asset",null,"A_MTLLID",1]
["Irrigation","Chamber","Septic Tank","Lid Shape","Physical shape of the Asset",null,"A_SHPLID",1]
["Irrigation","Chamber","Septic Tank","Lid Fixing","Fixing mechanism used to secure the Asset",null,"A_FIXLID",1]
["Irrigation","Chamber","Septic Tank","Lid Security","Security measures to prevent accessibility into the Asset",null,"A_SCRLID",1]
["Irrigation","Chamber","Septic Tank","Lid Class","Weight Classification Category designated for the required trafficking on the Asset",null,"A_CLSLID",1]
["Irrigation","Chamber","Septic Tank","Diameter (m)","Internal Diameter of the Asset (if not rectangular)","Metres",null,1]
["Irrigation","Chamber","Septic Tank","Length (m)","Internal length of the Asset (if not circular)","Metres",null,1]
["Irrigation","Chamber","Septic Tank","Width (m)","Internal Width Of The Asset (if not circular) ","Metres",null,1]
["Irrigation","Chamber","Septic Tank","Depth (m)","Internal distance between the lid level of the Chamber and the base","Metres",null,1]
["Irrigation","Chamber","Septic Tank","Lid RL (m)","Level of the centre of the top of the Asset (in terms of a R.L)","Metres",null,1]
["Irrigation","Chamber","Septic Tank","Base RL (m)","Level on the internal base floor of the Asset (in terms of a R.L)","Metres",null,1]
["Irrigation","Chamber","Septic Tank","Lid Diameter (mm)","External diameter of the Asset (if not rectangular)","Millimetres",null,1]
["Irrigation","Chamber","Septic Tank","Lid Length (mm)","External length of the Asset (if not circular)","Millimetres",null,1]
["Irrigation","Chamber","Septic Tank","Lid Width (mm)","External width of the Asset (if not circular)","Millimetres",null,1]
["Irrigation","Chamber","Septic Tank","Volume (m3)","Capacity of the Asset when at full Volume","Cubic metres",null,1]
["Irrigation","Chamber","Septic Tank","Chamber Count","Total number of sections within the Asset","Count",null,1]
["Stockwater","Chamber","Septic Tank","Material","Material used to manufacture the Asset",null,"A_MTLTNK",1]
["Stockwater","Chamber","Septic Tank","Construction Method","Construction method used to form the Asset",null,"A_MTHSTR",1]
["Stockwater","Chamber","Septic Tank","Chamber Shape","Preformed shape of the Asset",null,"A_SHPCMB",1]
["Stockwater","Chamber","Septic Tank","Lid Type","Asset category type",null,"A_TYPLID",1]
["Stockwater","Chamber","Septic Tank","Lid Material","Material used to manufacture the Asset",null,"A_MTLLID",1]
["Stockwater","Chamber","Septic Tank","Lid Shape","Physical shape of the Asset",null,"A_SHPLID",1]
["Stockwater","Chamber","Septic Tank","Lid Fixing","Fixing mechanism used to secure the Asset",null,"A_FIXLID",1]
["Stockwater","Chamber","Septic Tank","Lid Security","Security measures to prevent accessibility into the Asset",null,"A_SCRLID",1]
["Stockwater","Chamber","Septic Tank","Lid Class","Weight Classification Category designated for the required trafficking on the Asset",null,"A_CLSLID",1]
["Stockwater","Chamber","Septic Tank","Diameter (m)","Internal Diameter of the Asset (if not rectangular)","Metres",null,1]
["Stockwater","Chamber","Septic Tank","Length (m)","Internal length of the Asset (if not circular)","Metres",null,1]
["Stockwater","Chamber","Septic Tank","Width (m)","Internal Width Of The Asset (if not circular) ","Metres",null,1]
["Stockwater","Chamber","Septic Tank","Depth (m)","Internal distance between the lid level of the Chamber and the base","Metres",null,1]
["Stockwater","Chamber","Septic Tank","Lid RL (m)","Level of the centre of the top of the Asset (in terms of a R.L)","Metres",null,1]
["Stockwater","Chamber","Septic Tank","Base RL (m)","Level on the internal base floor of the Asset (in terms of a R.L)","Metres",null,1]
["Stockwater","Chamber","Septic Tank","Lid Diameter (mm)","External diameter of the Asset (if not rectangular)","Millimetres",null,1]
["Stockwater","Chamber","Septic Tank","Lid Length (mm)","External length of the Asset (if not circular)","Millimetres",null,1]
["Stockwater","Chamber","Septic Tank","Lid Width (mm)","External width of the Asset (if not circular)","Millimetres",null,1]
["Stockwater","Chamber","Septic Tank","Volume (m3)","Capacity of the Asset when at full Volume","Cubic metres",null,1]
["Stockwater","Chamber","Septic Tank","Chamber Count","Total number of sections within the Asset","Count",null,1]
["Stormwater","Chamber","Septic Tank","Material","Material used to manufacture the Asset",null,"A_MTLTNK",1]
["Stormwater","Chamber","Septic Tank","Construction Method","Construction method used to form the Asset",null,"A_MTHSTR",1]
["Stormwater","Chamber","Septic Tank","Chamber Shape","Preformed shape of the Asset",null,"A_SHPCMB",1]
["Stormwater","Chamber","Septic Tank","Lid Type","Asset category type",null,"A_TYPLID",1]
["Stormwater","Chamber","Septic Tank","Lid Material","Material used to manufacture the Asset",null,"A_MTLLID",1]
["Stormwater","Chamber","Septic Tank","Lid Shape","Physical shape of the Asset",null,"A_SHPLID",1]
["Stormwater","Chamber","Septic Tank","Lid Fixing","Fixing mechanism used to secure the Asset",null,"A_FIXLID",1]
["Stormwater","Chamber","Septic Tank","Lid Security","Security measures to prevent accessibility into the Asset",null,"A_SCRLID",1]
["Stormwater","Chamber","Septic Tank","Lid Class","Weight Classification Category designated for the required trafficking on the Asset",null,"A_CLSLID",1]
["Stormwater","Chamber","Septic Tank","Diameter (m)","Internal Diameter of the Asset (if not rectangular)","Metres",null,1]
["Stormwater","Chamber","Septic Tank","Length (m)","Internal length of the Asset (if not circular)","Metres",null,1]
["Stormwater","Chamber","Septic Tank","Width (m)","Internal Width Of The Asset (if not circular) ","Metres",null,1]
["Stormwater","Chamber","Septic Tank","Depth (m)","Internal distance between the lid level of the Chamber and the base","Metres",null,1]
["Stormwater","Chamber","Septic Tank","Lid RL (m)","Level of the centre of the top of the Asset (in terms of a R.L)","Metres",null,1]
["Stormwater","Chamber","Septic Tank","Base RL (m)","Level on the internal base floor of the Asset (in terms of a R.L)","Metres",null,1]
["Stormwater","Chamber","Septic Tank","Lid Diameter (mm)","External diameter of the Asset (if not rectangular)","Millimetres",null,1]
["Stormwater","Chamber","Septic Tank","Lid Length (mm)","External length of the Asset (if not circular)","Millimetres",null,1]
["Stormwater","Chamber","Septic Tank","Lid Width (mm)","External width of the Asset (if not circular)","Millimetres",null,1]
["Stormwater","Chamber","Septic Tank","Volume (m3)","Capacity of the Asset when at full Volume","Cubic metres",null,1]
["Stormwater","Chamber","Septic Tank","Chamber Count","Total number of sections within the Asset","Count",null,1]
["Water Supply","Chamber","Septic Tank","Material","Material used to manufacture the Asset",null,"A_MTLTNK",1]
["Water Supply","Chamber","Septic Tank","Construction Method","Construction method used to form the Asset",null,"A_MTHSTR",1]
["Water Supply","Chamber","Septic Tank","Chamber Shape","Preformed shape of the Asset",null,"A_SHPCMB",1]
["Water Supply","Chamber","Septic Tank","Lid Type","Asset category type",null,"A_TYPLID",1]
["Water Supply","Chamber","Septic Tank","Lid Material","Material used to manufacture the Asset",null,"A_MTLLID",1]
["Water Supply","Chamber","Septic Tank","Lid Shape","Physical shape of the Asset",null,"A_SHPLID",1]
["Water Supply","Chamber","Septic Tank","Lid Fixing","Fixing mechanism used to secure the Asset",null,"A_FIXLID",1]
["Water Supply","Chamber","Septic Tank","Lid Security","Security measures to prevent accessibility into the Asset",null,"A_SCRLID",1]
["Water Supply","Chamber","Septic Tank","Lid Class","Weight Classification Category designated for the required trafficking on the Asset",null,"A_CLSLID",1]
["Water Supply","Chamber","Septic Tank","Diameter (m)","Internal Diameter of the Asset (if not rectangular)","Metres",null,1]
["Water Supply","Chamber","Septic Tank","Length (m)","Internal length of the Asset (if not circular)","Metres",null,1]
["Water Supply","Chamber","Septic Tank","Width (m)","Internal Width Of The Asset (if not circular) ","Metres",null,1]
["Water Supply","Chamber","Septic Tank","Depth (m)","Internal distance between the lid level of the Chamber and the base","Metres",null,1]
["Water Supply","Chamber","Septic Tank","Lid RL (m)","Level of the centre of the top of the Asset (in terms of a R.L)","Metres",null,1]
["Water Supply","Chamber","Septic Tank","Base RL (m)","Level on the internal base floor of the Asset (in terms of a R.L)","Metres",null,1]
["Water Supply","Chamber","Septic Tank","Lid Diameter (mm)","External diameter of the Asset (if not rectangular)","Millimetres",null,1]
["Water Supply","Chamber","Septic Tank","Lid Length (mm)","External length of the Asset (if not circular)","Millimetres",null,1]
["Water Supply","Chamber","Septic Tank","Lid Width (mm)","External width of the Asset (if not circular)","Millimetres",null,1]
["Water Supply","Chamber","Septic Tank","Volume (m3)","Capacity of the Asset when at full Volume","Cubic metres",null,1]
["Water Supply","Chamber","Septic Tank","Chamber Count","Total number of sections within the Asset","Count",null,1]
["Wastewater","Chamber","Septic Tank","Material","Material used to manufacture the Asset",null,"A_MTLTNK",1]
["Wastewater","Chamber","Septic Tank","Construction Method","Construction method used to form the Asset",null,"A_MTHSTR",1]
["Wastewater","Chamber","Septic Tank","Chamber Shape","Preformed shape of the Asset",null,"A_SHPCMB",1]
["Wastewater","Chamber","Septic Tank","Lid Type","Asset category type",null,"A_TYPLID",1]
["Wastewater","Chamber","Septic Tank","Lid Material","Material used to manufacture the Asset",null,"A_MTLLID",1]
["Wastewater","Chamber","Septic Tank","Lid Shape","Physical shape of the Asset",null,"A_SHPLID",1]
["Wastewater","Chamber","Septic Tank","Lid Fixing","Fixing mechanism used to secure the Asset",null,"A_FIXLID",1]
["Wastewater","Chamber","Septic Tank","Lid Security","Security measures to prevent accessibility into the Asset",null,"A_SCRLID",1]
["Wastewater","Chamber","Septic Tank","Lid Class","Weight Classification Category designated for the required trafficking on the Asset",null,"A_CLSLID",1]
["Wastewater","Chamber","Septic Tank","Diameter (m)","Internal Diameter of the Asset (if not rectangular)","Metres",null,1]
["Wastewater","Chamber","Septic Tank","Length (m)","Internal length of the Asset (if not circular)","Metres",null,1]
["Wastewater","Chamber","Septic Tank","Width (m)","Internal Width Of The Asset (if not circular) ","Metres",null,1]
["Wastewater","Chamber","Septic Tank","Depth (m)","Internal distance between the lid level of the Chamber and the base","Metres",null,1]
["Wastewater","Chamber","Septic Tank","Lid RL (m)","Level of the centre of the top of the Asset (in terms of a R.L)","Metres",null,1]
["Wastewater","Chamber","Septic Tank","Base RL (m)","Level on the internal base floor of the Asset (in terms of a R.L)","Metres",null,1]
["Wastewater","Chamber","Septic Tank","Lid Diameter (mm)","External diameter of the Asset (if not rectangular)","Millimetres",null,1]
["Wastewater","Chamber","Septic Tank","Lid Length (mm)","External length of the Asset (if not circular)","Millimetres",null,1]
["Wastewater","Chamber","Septic Tank","Lid Width (mm)","External width of the Asset (if not circular)","Millimetres",null,1]
["Wastewater","Chamber","Septic Tank","Volume (m3)","Capacity of the Asset when at full Volume","Cubic metres",null,1]
["Wastewater","Chamber","Septic Tank","Chamber Count","Total number of sections within the Asset","Count",null,1]
["Water Supply","Chamber","Septic Tank","Manufacturer","Name of the manufacturer",null,null,1]
["Water Supply","Chamber","Septic Tank","Model","Name of the manufacturer model",null,null,1]
["Wastewater","Chamber","Septic Tank","Manufacturer","Name of the manufacturer",null,null,1]
["Wastewater","Chamber","Septic Tank","Model","Name of the manufacturer model",null,null,1]
["Irrigation","Chamber","Septic Tank","Manufacturer","Name of the manufacturer",null,null,1]
["Irrigation","Chamber","Septic Tank","Model","Name of the manufacturer model",null,null,1]
["Stockwater","Chamber","Septic Tank","Manufacturer","Name of the manufacturer",null,null,1]
["Stockwater","Chamber","Septic Tank","Model","Name of the manufacturer model",null,null,1]
["Stormwater","Chamber","Septic Tank","Manufacturer","Name of the manufacturer",null,null,1]
["Stormwater","Chamber","Septic Tank","Model","Name of the manufacturer model",null,null,1]
["Irrigation","Pipe","Service Line","Material","Material used to manufacture the Asset",null,"A_MTLPIP",1]
["Irrigation","Pipe","Service Line","Installation Method","Construction method used to form the Asset",null,"A_MTHPIP",1]
["Irrigation","Pipe","Service Line","Locality","Physical location of the Asset ",null,"A_POSVRS",1]
["Irrigation","Pipe","Service Line","Pipe Purpose","Function the Asset is being used for",null,"A_USEPIP",1]
["Irrigation","Pipe","Service Line","Pipe Type","Denotes if the pipe gravity fed or pressurised",null,"A_TYPPIP",1]
["Irrigation","Pipe","Service Line","Pipe Class","Pressure or Stiffness Rating of the Asset",null,"A_CLSPIP",1]
["Irrigation","Pipe","Service Line","Diameter (mm)","Nominal diameter of the Asset (Internal diameter unless external diameter is nominated as industry standard)","Millimetres",null,1]
["Irrigation","Pipe","Service Line","Length (m)","Total lineal length of the Asset","Metres",null,1]
["Irrigation","Pipe","Service Line","Pipe Cover (m)","Measured depth of the Asset below the existing Ground Level (Use the average value where grade varies)","Metres",null,1]
["Stockwater","Pipe","Service Line","Material","Material used to manufacture the Asset",null,"A_MTLPIP",1]
["Stockwater","Pipe","Service Line","Installation Method","Construction method used to form the Asset",null,"A_MTHPIP",1]
["Stockwater","Pipe","Service Line","Locality","Physical location of the Asset ",null,"A_POSVRS",1]
["Stockwater","Pipe","Service Line","Pipe Purpose","Function the Asset is being used for",null,"A_USEPIP",1]
["Stockwater","Pipe","Service Line","Pipe Type","Denotes if the pipe gravity fed or pressurised",null,"A_TYPPIP",1]
["Stockwater","Pipe","Service Line","Pipe Class","Pressure or Stiffness Rating of the Asset",null,"A_CLSPIP",1]
["Stockwater","Pipe","Service Line","Diameter (mm)","Nominal diameter of the Asset (Internal diameter unless external diameter is nominated as industry standard)","Millimetres",null,1]
["Stockwater","Pipe","Service Line","Length (m)","Total lineal length of the Asset","Metres",null,1]
["Stockwater","Pipe","Service Line","Pipe Cover (m)","Measured depth of the Asset below the existing Ground Level (Use the average value where grade varies)","Metres",null,1]
["Stormwater","Pipe","Service Line","Material","Material used to manufacture the Asset",null,"A_MTLPIP",1]
["Stormwater","Pipe","Service Line","Installation Method","Construction method used to form the Asset",null,"A_MTHPIP",1]
["Stormwater","Pipe","Service Line","Locality","Physical location of the Asset ",null,"A_POSVRS",1]
["Stormwater","Pipe","Service Line","Pipe Purpose","Function the Asset is being used for",null,"A_USEPIP",1]
["Stormwater","Pipe","Service Line","Pipe Type","Denotes if the pipe gravity fed or pressurised",null,"A_TYPPIP",1]
["Stormwater","Pipe","Service Line","Pipe Class","Pressure or Stiffness Rating of the Asset",null,"A_CLSPIP",1]
["Stormwater","Pipe","Service Line","Diameter (mm)","Nominal diameter of the Asset (Internal diameter unless external diameter is nominated as industry standard)","Millimetres",null,1]
["Stormwater","Pipe","Service Line","Length (m)","Total lineal length of the Asset","Metres",null,1]
["Stormwater","Pipe","Service Line","Pipe Cover (m)","Measured depth of the Asset below the existing Ground Level (Use the average value where grade varies)","Metres",null,1]
["Water Supply","Pipe","Service Line","Material","Material used to manufacture the Asset",null,"A_MTLPIP",1]
["Water Supply","Pipe","Service Line","Installation Method","Construction method used to form the Asset",null,"A_MTHPIP",1]
["Water Supply","Pipe","Service Line","Locality","Physical location of the Asset ",null,"A_POSVRS",1]
["Water Supply","Pipe","Service Line","Pipe Purpose","Function the Asset is being used for",null,"A_USEPIP",1]
["Water Supply","Pipe","Service Line","Pipe Type","Denotes if the pipe gravity fed or pressurised",null,"A_TYPPIP",1]
["Water Supply","Pipe","Service Line","Pipe Class","Pressure or Stiffness Rating of the Asset",null,"A_CLSPIP",1]
["Water Supply","Pipe","Service Line","Diameter (mm)","Nominal diameter of the Asset (Internal diameter unless external diameter is nominated as industry standard)","Millimetres",null,1]
["Water Supply","Pipe","Service Line","Length (m)","Total lineal length of the Asset","Metres",null,1]
["Water Supply","Pipe","Service Line","Pipe Cover (m)","Measured depth of the Asset below the existing Ground Level (Use the average value where grade varies)","Metres",null,1]
["Wastewater","Pipe","Service Line","Material","Material used to manufacture the Asset",null,"A_MTLPIP",1]
["Wastewater","Pipe","Service Line","Installation Method","Construction method used to form the Asset",null,"A_MTHPIP",1]
["Wastewater","Pipe","Service Line","Locality","Physical location of the Asset ",null,"A_POSVRS",1]
["Wastewater","Pipe","Service Line","Pipe Purpose","Function the Asset is being used for",null,"A_USEPIP",1]
["Wastewater","Pipe","Service Line","Pipe Type","Denotes if the pipe gravity fed or pressurised",null,"A_TYPPIP",1]
["Wastewater","Pipe","Service Line","Pipe Class","Pressure or Stiffness Rating of the Asset",null,"A_CLSPIP",1]
["Wastewater","Pipe","Service Line","Diameter (mm)","Nominal diameter of the Asset (Internal diameter unless external diameter is nominated as industry standard)","Millimetres",null,1]
["Wastewater","Pipe","Service Line","Length (m)","Total lineal length of the Asset","Metres",null,1]
["Wastewater","Pipe","Service Line","Pipe Cover (m)","Measured depth of the Asset below the existing Ground Level (Use the average value where grade varies)","Metres",null,1]
["Water Supply","Pipe","Service Line","Manufacturer","Name of the manufacturer",null,null,1]
["Water Supply","Pipe","Service Line","Serial Number","Pipe Batch Code",null,null,1]
["Stormwater","Pipe","Service Line","Manufacturer","Name of the manufacturer",null,null,1]
["Stormwater","Pipe","Service Line","Serial Number","Pipe Batch Code",null,null,1]
["Wastewater","Pipe","Service Line","Manufacturer","Name of the manufacturer",null,null,1]
["Wastewater","Pipe","Service Line","Serial Number","Pipe Batch Code",null,null,1]
["Stockwater","Pipe","Service Line","Manufacturer","Name of the manufacturer",null,null,1]
["Stockwater","Pipe","Service Line","Serial Number","Pipe Batch Code",null,null,1]
["Irrigation","Pipe","Service Line","Manufacturer","Name of the manufacturer",null,null,1]
["Irrigation","Pipe","Service Line","Serial Number","Pipe Batch Code",null,null,1]
["Irrigation","Electrical","Signal Cable","Locality","Physical location in terms of its environmental conditions",null,"A_POSVRS",1]
["Irrigation","Electrical","Signal Cable","Cable Type","Cable makeup and composition",null,"A_TYPCBL",1]
["Irrigation","Electrical","Signal Cable","Cable Locality","Physical location in terms of its space occupancy",null,"A_POSCBL",1]
["Irrigation","Electrical","Signal Cable","Power Rating (kW)","The highest input power the Asset is rated for","Kilowatts",null,1]
["Irrigation","Electrical","Signal Cable","Current Rating (A)","Maximum Operating Current at full power","Amperes",null,1]
["Irrigation","Electrical","Signal Cable","Cable Length (m)","Total length of Cable between device and termination point","Metres",null,1]
["Stockwater","Electrical","Signal Cable","Locality","Physical location in terms of its environmental conditions",null,"A_POSVRS",1]
["Stockwater","Electrical","Signal Cable","Cable Type","Cable makeup and composition",null,"A_TYPCBL",1]
["Stockwater","Electrical","Signal Cable","Cable Locality","Physical location in terms of its space occupancy",null,"A_POSCBL",1]
["Stockwater","Electrical","Signal Cable","Power Rating (kW)","The highest input power the Asset is rated for","Kilowatts",null,1]
["Stockwater","Electrical","Signal Cable","Current Rating (A)","Maximum Operating Current at full power","Amperes",null,1]
["Stockwater","Electrical","Signal Cable","Cable Length (m)","Total length of Cable between device and termination point","Metres",null,1]
["Stormwater","Electrical","Signal Cable","Locality","Physical location in terms of its environmental conditions",null,"A_POSVRS",1]
["Stormwater","Electrical","Signal Cable","Cable Type","Cable makeup and composition",null,"A_TYPCBL",1]
["Stormwater","Electrical","Signal Cable","Cable Locality","Physical location in terms of its space occupancy",null,"A_POSCBL",1]
["Stormwater","Electrical","Signal Cable","Power Rating (kW)","The highest input power the Asset is rated for","Kilowatts",null,1]
["Stormwater","Electrical","Signal Cable","Current Rating (A)","Maximum Operating Current at full power","Amperes",null,1]
["Stormwater","Electrical","Signal Cable","Cable Length (m)","Total length of Cable between device and termination point","Metres",null,1]
["Water Supply","Electrical","Signal Cable","Locality","Physical location in terms of its environmental conditions",null,"A_POSVRS",1]
["Water Supply","Electrical","Signal Cable","Cable Type","Cable makeup and composition",null,"A_TYPCBL",1]
["Water Supply","Electrical","Signal Cable","Cable Locality","Physical location in terms of its space occupancy",null,"A_POSCBL",1]
["Water Supply","Electrical","Signal Cable","Power Rating (kW)","The highest input power the Asset is rated for","Kilowatts",null,1]
["Water Supply","Electrical","Signal Cable","Current Rating (A)","Maximum Operating Current at full power","Amperes",null,1]
["Water Supply","Electrical","Signal Cable","Cable Length (m)","Total length of Cable between device and termination point","Metres",null,1]
["Wastewater","Electrical","Signal Cable","Locality","Physical location in terms of its environmental conditions",null,"A_POSVRS",1]
["Wastewater","Electrical","Signal Cable","Cable Type","Cable makeup and composition",null,"A_TYPCBL",1]
["Wastewater","Electrical","Signal Cable","Cable Locality","Physical location in terms of its space occupancy",null,"A_POSCBL",1]
["Wastewater","Electrical","Signal Cable","Power Rating (kW)","The highest input power the Asset is rated for","Kilowatts",null,1]
["Wastewater","Electrical","Signal Cable","Current Rating (A)","Maximum Operating Current at full power","Amperes",null,1]
["Wastewater","Electrical","Signal Cable","Cable Length (m)","Total length of Cable between device and termination point","Metres",null,1]
["Water Supply","Electrical","Signal Cable","Manufacturer","Name of the manufacturer",null,null,1]
["Water Supply","Electrical","Signal Cable","Model","Name of the manufacturer model",null,null,1]
["Water Supply","Electrical","Signal Cable","Serial Number","Identification code supplied by the manufacturer",null,null,1]
["Stormwater","Electrical","Signal Cable","Manufacturer","Name of the manufacturer",null,null,1]
["Stormwater","Electrical","Signal Cable","Model","Name of the manufacturer model",null,null,1]
["Stormwater","Electrical","Signal Cable","Serial Number","Identification code supplied by the manufacturer",null,null,1]
["Wastewater","Electrical","Signal Cable","Manufacturer","Name of the manufacturer",null,null,1]
["Wastewater","Electrical","Signal Cable","Model","Name of the manufacturer model",null,null,1]
["Wastewater","Electrical","Signal Cable","Serial Number","Identification code supplied by the manufacturer",null,null,1]
["Stockwater","Electrical","Signal Cable","Manufacturer","Name of the manufacturer",null,null,1]
["Stockwater","Electrical","Signal Cable","Model","Name of the manufacturer model",null,null,1]
["Stockwater","Electrical","Signal Cable","Serial Number","Identification code supplied by the manufacturer",null,null,1]
["Irrigation","Electrical","Signal Cable","Manufacturer","Name of the manufacturer",null,null,1]
["Irrigation","Electrical","Signal Cable","Model","Name of the manufacturer model",null,null,1]
["Irrigation","Electrical","Signal Cable","Serial Number","Identification code supplied by the manufacturer",null,null,1]
["Irrigation","Tank","Sludge Tank","Material","Material used to manufacture the Asset",null,"A_MTLTNK",1]
["Irrigation","Tank","Sludge Tank","Construction Method","Construction method used to form the Asset",null,"A_MTHSTR",1]
["Irrigation","Tank","Sludge Tank","Tank Shape","External shape of the Asset",null,"A_SHPTNK",1]
["Irrigation","Tank","Sludge Tank","Lid Type","Category of  Lid Type installed",null,"A_TYPLID",1]
["Irrigation","Tank","Sludge Tank","Lid Material","Material used to manufacture the Asset",null,"A_MTLLID",1]
["Irrigation","Tank","Sludge Tank","Lid Shape","Physical shape of the Asset",null,"A_SHPLID",1]
["Irrigation","Tank","Sludge Tank","Lid Fixing","Fixing mechanism used to secure the Asset in place",null,"A_FIXLID",1]
["Irrigation","Tank","Sludge Tank","Lid Security","Security measures to prevent accessibility into the Asset",null,"A_SCRLID",1]
["Irrigation","Tank","Sludge Tank","Diameter (m)","External diameter of the Asset (if not rectangular)","Metres",null,1]
["Irrigation","Tank","Sludge Tank","Length (m)","Total external length of the Asset (if not circular)","Metres",null,1]
["Irrigation","Tank","Sludge Tank","Width (m)","Total external Width of the Asset (if not circular)","Metres",null,1]
["Irrigation","Tank","Sludge Tank","Height (m)","Total external Height of the Asset","Metres",null,1]
["Irrigation","Tank","Sludge Tank","Volume (m3)","Total capacity of available storage the Asset","Cubic metres",null,1]
["Irrigation","Tank","Sludge Tank","Floor RL (m)","Level of the Internal Base (in terms of a R.L)","Metres",null,1]
["Irrigation","Tank","Sludge Tank","Overflow RL (m)","Level of the Pipe Outlet overflow (in terms of a R.L)","Metres",null,1]
["Stockwater","Tank","Sludge Tank","Material","Material used to manufacture the Asset",null,"A_MTLTNK",1]
["Stockwater","Tank","Sludge Tank","Construction Method","Construction method used to form the Asset",null,"A_MTHSTR",1]
["Stockwater","Tank","Sludge Tank","Tank Shape","External shape of the Asset",null,"A_SHPTNK",1]
["Stockwater","Tank","Sludge Tank","Lid Type","Category of  Lid Type installed",null,"A_TYPLID",1]
["Stockwater","Tank","Sludge Tank","Lid Material","Material used to manufacture the Asset",null,"A_MTLLID",1]
["Stockwater","Tank","Sludge Tank","Lid Shape","Physical shape of the Asset",null,"A_SHPLID",1]
["Stockwater","Tank","Sludge Tank","Lid Fixing","Fixing mechanism used to secure the Asset in place",null,"A_FIXLID",1]
["Stockwater","Tank","Sludge Tank","Lid Security","Security measures to prevent accessibility into the Asset",null,"A_SCRLID",1]
["Stockwater","Tank","Sludge Tank","Diameter (m)","External diameter of the Asset (if not rectangular)","Metres",null,1]
["Stockwater","Tank","Sludge Tank","Length (m)","Total external length of the Asset (if not circular)","Metres",null,1]
["Stockwater","Tank","Sludge Tank","Width (m)","Total external Width of the Asset (if not circular)","Metres",null,1]
["Stockwater","Tank","Sludge Tank","Height (m)","Total external Height of the Asset","Metres",null,1]
["Stockwater","Tank","Sludge Tank","Volume (m3)","Total capacity of available storage the Asset","Cubic metres",null,1]
["Stockwater","Tank","Sludge Tank","Floor RL (m)","Level of the Internal Base (in terms of a R.L)","Metres",null,1]
["Stockwater","Tank","Sludge Tank","Overflow RL (m)","Level of the Pipe Outlet overflow (in terms of a R.L)","Metres",null,1]
["Stormwater","Tank","Sludge Tank","Material","Material used to manufacture the Asset",null,"A_MTLTNK",1]
["Stormwater","Tank","Sludge Tank","Construction Method","Construction method used to form the Asset",null,"A_MTHSTR",1]
["Stormwater","Tank","Sludge Tank","Tank Shape","External shape of the Asset",null,"A_SHPTNK",1]
["Stormwater","Tank","Sludge Tank","Lid Type","Category of  Lid Type installed",null,"A_TYPLID",1]
["Stormwater","Tank","Sludge Tank","Lid Material","Material used to manufacture the Asset",null,"A_MTLLID",1]
["Stormwater","Tank","Sludge Tank","Lid Shape","Physical shape of the Asset",null,"A_SHPLID",1]
["Stormwater","Tank","Sludge Tank","Lid Fixing","Fixing mechanism used to secure the Asset in place",null,"A_FIXLID",1]
["Stormwater","Tank","Sludge Tank","Lid Security","Security measures to prevent accessibility into the Asset",null,"A_SCRLID",1]
["Stormwater","Tank","Sludge Tank","Diameter (m)","External diameter of the Asset (if not rectangular)","Metres",null,1]
["Stormwater","Tank","Sludge Tank","Length (m)","Total external length of the Asset (if not circular)","Metres",null,1]
["Stormwater","Tank","Sludge Tank","Width (m)","Total external Width of the Asset (if not circular)","Metres",null,1]
["Stormwater","Tank","Sludge Tank","Height (m)","Total external Height of the Asset","Metres",null,1]
["Stormwater","Tank","Sludge Tank","Volume (m3)","Total capacity of available storage the Asset","Cubic metres",null,1]
["Stormwater","Tank","Sludge Tank","Floor RL (m)","Level of the Internal Base (in terms of a R.L)","Metres",null,1]
["Stormwater","Tank","Sludge Tank","Overflow RL (m)","Level of the Pipe Outlet overflow (in terms of a R.L)","Metres",null,1]
["Water Supply","Tank","Sludge Tank","Material","Material used to manufacture the Asset",null,"A_MTLTNK",1]
["Water Supply","Tank","Sludge Tank","Construction Method","Construction method used to form the Asset",null,"A_MTHSTR",1]
["Water Supply","Tank","Sludge Tank","Tank Shape","External shape of the Asset",null,"A_SHPTNK",1]
["Water Supply","Tank","Sludge Tank","Lid Type","Category of  Lid Type installed",null,"A_TYPLID",1]
["Water Supply","Tank","Sludge Tank","Lid Material","Material used to manufacture the Asset",null,"A_MTLLID",1]
["Water Supply","Tank","Sludge Tank","Lid Shape","Physical shape of the Asset",null,"A_SHPLID",1]
["Water Supply","Tank","Sludge Tank","Lid Fixing","Fixing mechanism used to secure the Asset in place",null,"A_FIXLID",1]
["Water Supply","Tank","Sludge Tank","Lid Security","Security measures to prevent accessibility into the Asset",null,"A_SCRLID",1]
["Water Supply","Tank","Sludge Tank","Diameter (m)","External diameter of the Asset (if not rectangular)","Metres",null,1]
["Water Supply","Tank","Sludge Tank","Length (m)","Total external length of the Asset (if not circular)","Metres",null,1]
["Water Supply","Tank","Sludge Tank","Width (m)","Total external Width of the Asset (if not circular)","Metres",null,1]
["Water Supply","Tank","Sludge Tank","Height (m)","Total external Height of the Asset","Metres",null,1]
["Water Supply","Tank","Sludge Tank","Volume (m3)","Total capacity of available storage the Asset","Cubic metres",null,1]
["Water Supply","Tank","Sludge Tank","Floor RL (m)","Level of the Internal Base (in terms of a R.L)","Metres",null,1]
["Water Supply","Tank","Sludge Tank","Overflow RL (m)","Level of the Pipe Outlet overflow (in terms of a R.L)","Metres",null,1]
["Wastewater","Tank","Sludge Tank","Material","Material used to manufacture the Asset",null,"A_MTLTNK",1]
["Wastewater","Tank","Sludge Tank","Construction Method","Construction method used to form the Asset",null,"A_MTHSTR",1]
["Wastewater","Tank","Sludge Tank","Tank Shape","External shape of the Asset",null,"A_SHPTNK",1]
["Wastewater","Tank","Sludge Tank","Lid Type","Category of  Lid Type installed",null,"A_TYPLID",1]
["Wastewater","Tank","Sludge Tank","Lid Material","Material used to manufacture the Asset",null,"A_MTLLID",1]
["Wastewater","Tank","Sludge Tank","Lid Shape","Physical shape of the Asset",null,"A_SHPLID",1]
["Wastewater","Tank","Sludge Tank","Lid Fixing","Fixing mechanism used to secure the Asset in place",null,"A_FIXLID",1]
["Wastewater","Tank","Sludge Tank","Lid Security","Security measures to prevent accessibility into the Asset",null,"A_SCRLID",1]
["Wastewater","Tank","Sludge Tank","Diameter (m)","External diameter of the Asset (if not rectangular)","Metres",null,1]
["Wastewater","Tank","Sludge Tank","Length (m)","Total external length of the Asset (if not circular)","Metres",null,1]
["Wastewater","Tank","Sludge Tank","Width (m)","Total external Width of the Asset (if not circular)","Metres",null,1]
["Wastewater","Tank","Sludge Tank","Height (m)","Total external Height of the Asset","Metres",null,1]
["Wastewater","Tank","Sludge Tank","Volume (m3)","Total capacity of available storage the Asset","Cubic metres",null,1]
["Wastewater","Tank","Sludge Tank","Floor RL (m)","Level of the Internal Base (in terms of a R.L)","Metres",null,1]
["Wastewater","Tank","Sludge Tank","Overflow RL (m)","Level of the Pipe Outlet overflow (in terms of a R.L)","Metres",null,1]
["Water Supply","Tank","Sludge Tank","Manufacturer","Name of the manufacturer",null,null,1]
["Water Supply","Tank","Sludge Tank","Model","Name of the manufacturer model",null,null,1]
["Stormwater","Tank","Sludge Tank","Manufacturer","Name of the manufacturer",null,null,1]
["Stormwater","Tank","Sludge Tank","Model","Name of the manufacturer model",null,null,1]
["Wastewater","Tank","Sludge Tank","Manufacturer","Name of the manufacturer",null,null,1]
["Wastewater","Tank","Sludge Tank","Model","Name of the manufacturer model",null,null,1]
["Stockwater","Tank","Sludge Tank","Manufacturer","Name of the manufacturer",null,null,1]
["Stockwater","Tank","Sludge Tank","Model","Name of the manufacturer model",null,null,1]
["Irrigation","Tank","Sludge Tank","Manufacturer","Name of the manufacturer",null,null,1]
["Irrigation","Tank","Sludge Tank","Model","Name of the manufacturer model",null,null,1]
["Irrigation","Filter","Soakpit","Filter Media","Material used within the Filtration System",null,"A_MTLFLM",1]
["Irrigation","Filter","Soakpit","Lining Material","Media used for Filteration prevention",null,"A_MTLFLL",1]
["Irrigation","Filter","Soakpit","Length (mm)","Length of the Filtration System (If not circular)","Millimetres",null,1]
["Irrigation","Filter","Soakpit","Width (mm)","Width of the Filtration System (If not circular)","Millimetres",null,1]
["Irrigation","Filter","Soakpit","Diameter (mm)","Diameter of the Filter System","Millimetres",null,1]
["Irrigation","Filter","Soakpit","Depth (mm)","Average depth of the Filtration System","Millimetres",null,1]
["Irrigation","Filter","Soakpit","Surface Area (m2)","Surface Area of the Filtration System","Square metres",null,1]
["Irrigation","Filter","Soakpit","Infiltration (L/min)","Rate of Infiltration through the Media","Litres per minute",null,1]
["Stockwater","Filter","Soakpit","Filter Media","Material used within the Filtration System",null,"A_MTLFLM",1]
["Stockwater","Filter","Soakpit","Lining Material","Media used for Filteration prevention",null,"A_MTLFLL",1]
["Stockwater","Filter","Soakpit","Length (mm)","Length of the Filtration System (If not circular)","Millimetres",null,1]
["Stockwater","Filter","Soakpit","Width (mm)","Width of the Filtration System (If not circular)","Millimetres",null,1]
["Stockwater","Filter","Soakpit","Diameter (mm)","Diameter of the Filter System","Millimetres",null,1]
["Stockwater","Filter","Soakpit","Depth (mm)","Average depth of the Filtration System","Millimetres",null,1]
["Stockwater","Filter","Soakpit","Surface Area (m2)","Surface Area of the Filtration System","Square metres",null,1]
["Stockwater","Filter","Soakpit","Infiltration (L/min)","Rate of Infiltration through the Media","Litres per minute",null,1]
["Stormwater","Filter","Soakpit","Filter Media","Material used within the Filtration System",null,"A_MTLFLM",1]
["Stormwater","Filter","Soakpit","Lining Material","Media used for Filteration prevention",null,"A_MTLFLL",1]
["Stormwater","Filter","Soakpit","Length (mm)","Length of the Filtration System (If not circular)","Millimetres",null,1]
["Stormwater","Filter","Soakpit","Width (mm)","Width of the Filtration System (If not circular)","Millimetres",null,1]
["Stormwater","Filter","Soakpit","Diameter (mm)","Diameter of the Filter System","Millimetres",null,1]
["Stormwater","Filter","Soakpit","Depth (mm)","Average depth of the Filtration System","Millimetres",null,1]
["Stormwater","Filter","Soakpit","Surface Area (m2)","Surface Area of the Filtration System","Square metres",null,1]
["Stormwater","Filter","Soakpit","Infiltration (L/min)","Rate of Infiltration through the Media","Litres per minute",null,1]
["Water Supply","Filter","Soakpit","Filter Media","Material used within the Filtration System",null,"A_MTLFLM",1]
["Water Supply","Filter","Soakpit","Lining Material","Media used for Filteration prevention",null,"A_MTLFLL",1]
["Water Supply","Filter","Soakpit","Length (mm)","Length of the Filtration System (If not circular)","Millimetres",null,1]
["Water Supply","Filter","Soakpit","Width (mm)","Width of the Filtration System (If not circular)","Millimetres",null,1]
["Water Supply","Filter","Soakpit","Diameter (mm)","Diameter of the Filter System","Millimetres",null,1]
["Water Supply","Filter","Soakpit","Depth (mm)","Average depth of the Filtration System","Millimetres",null,1]
["Water Supply","Filter","Soakpit","Surface Area (m2)","Surface Area of the Filtration System","Square metres",null,1]
["Water Supply","Filter","Soakpit","Infiltration (L/min)","Rate of Infiltration through the Media","Litres per minute",null,1]
["Wastewater","Filter","Soakpit","Filter Media","Material used within the Filtration System",null,"A_MTLFLM",1]
["Wastewater","Filter","Soakpit","Lining Material","Media used for Filteration prevention",null,"A_MTLFLL",1]
["Wastewater","Filter","Soakpit","Length (mm)","Length of the Filtration System (If not circular)","Millimetres",null,1]
["Wastewater","Filter","Soakpit","Width (mm)","Width of the Filtration System (If not circular)","Millimetres",null,1]
["Wastewater","Filter","Soakpit","Diameter (mm)","Diameter of the Filter System","Millimetres",null,1]
["Wastewater","Filter","Soakpit","Depth (mm)","Average depth of the Filtration System","Millimetres",null,1]
["Wastewater","Filter","Soakpit","Surface Area (m2)","Surface Area of the Filtration System","Square metres",null,1]
["Wastewater","Filter","Soakpit","Infiltration (L/min)","Rate of Infiltration through the Media","Litres per minute",null,1]
["Irrigation","Pump","Soda Ash Dosing Pump","Pump Type","The type of Asset",null,"A_TYPPMP",1]
["Irrigation","Pump","Soda Ash Dosing Pump","Input Voltage (V)","The rated Supply Voltage","Volts","A_CLSVLT",1]
["Irrigation","Pump","Soda Ash Dosing Pump","Design Flow (L/s)","The normal operational Flow of the Pump","Litres per second",null,1]
["Irrigation","Pump","Soda Ash Dosing Pump","Motor Size (kW)","Parameter to define the amount of Power the Asset can produce","Kilowatts",null,1]
["Irrigation","Pump","Soda Ash Dosing Pump","Isolation Rating (V)","Voltage at which the Asset can safely withstand with respect to operator safety","Volts",null,1]
["Stockwater","Pump","Soda Ash Dosing Pump","Pump Type","The type of Asset",null,"A_TYPPMP",1]
["Stockwater","Pump","Soda Ash Dosing Pump","Input Voltage (V)","The rated Supply Voltage","Volts","A_CLSVLT",1]
["Stockwater","Pump","Soda Ash Dosing Pump","Design Flow (L/s)","The normal operational Flow of the Pump","Litres per second",null,1]
["Stockwater","Pump","Soda Ash Dosing Pump","Motor Size (kW)","Parameter to define the amount of Power the Asset can produce","Kilowatts",null,1]
["Stockwater","Pump","Soda Ash Dosing Pump","Isolation Rating (V)","Voltage at which the Asset can safely withstand with respect to operator safety","Volts",null,1]
["Stormwater","Pump","Soda Ash Dosing Pump","Pump Type","The type of Asset",null,"A_TYPPMP",1]
["Stormwater","Pump","Soda Ash Dosing Pump","Input Voltage (V)","The rated Supply Voltage","Volts","A_CLSVLT",1]
["Stormwater","Pump","Soda Ash Dosing Pump","Design Flow (L/s)","The normal operational Flow of the Pump","Litres per second",null,1]
["Stormwater","Pump","Soda Ash Dosing Pump","Motor Size (kW)","Parameter to define the amount of Power the Asset can produce","Kilowatts",null,1]
["Stormwater","Pump","Soda Ash Dosing Pump","Isolation Rating (V)","Voltage at which the Asset can safely withstand with respect to operator safety","Volts",null,1]
["Water Supply","Pump","Soda Ash Dosing Pump","Pump Type","The type of Asset",null,"A_TYPPMP",1]
["Water Supply","Pump","Soda Ash Dosing Pump","Input Voltage (V)","The rated Supply Voltage","Volts","A_CLSVLT",1]
["Water Supply","Pump","Soda Ash Dosing Pump","Design Flow (L/s)","The normal operational Flow of the Pump","Litres per second",null,1]
["Water Supply","Pump","Soda Ash Dosing Pump","Motor Size (kW)","Parameter to define the amount of Power the Asset can produce","Kilowatts",null,1]
["Water Supply","Pump","Soda Ash Dosing Pump","Isolation Rating (V)","Voltage at which the Asset can safely withstand with respect to operator safety","Volts",null,1]
["Wastewater","Pump","Soda Ash Dosing Pump","Pump Type","The type of Asset",null,"A_TYPPMP",1]
["Wastewater","Pump","Soda Ash Dosing Pump","Input Voltage (V)","The rated Supply Voltage","Volts","A_CLSVLT",1]
["Wastewater","Pump","Soda Ash Dosing Pump","Design Flow (L/s)","The normal operational Flow of the Pump","Litres per second",null,1]
["Wastewater","Pump","Soda Ash Dosing Pump","Motor Size (kW)","Parameter to define the amount of Power the Asset can produce","Kilowatts",null,1]
["Wastewater","Pump","Soda Ash Dosing Pump","Isolation Rating (V)","Voltage at which the Asset can safely withstand with respect to operator safety","Volts",null,1]
["Water Supply","Pump","Soda Ash Dosing Pump","Manufacturer","Name of the manufacturer",null,null,1]
["Water Supply","Pump","Soda Ash Dosing Pump","Model","Name of the manufacturer model",null,null,1]
["Water Supply","Pump","Soda Ash Dosing Pump","Serial Number","Identification code supplied by the manufacturer",null,null,1]
["Water Supply","Pump","Soda Ash Dosing Pump","Warranty Expiry Date","Expiry date of the warranty period",null,null,1]
["Irrigation","Pump","Soda Ash Dosing Pump","Manufacturer","Name of the manufacturer",null,null,1]
["Irrigation","Pump","Soda Ash Dosing Pump","Model","Name of the manufacturer model",null,null,1]
["Irrigation","Pump","Soda Ash Dosing Pump","Serial Number","Identification code supplied by the manufacturer",null,null,1]
["Irrigation","Pump","Soda Ash Dosing Pump","Warranty Expiry Date","Expiry date of the warranty period",null,null,1]
["Stockwater","Pump","Soda Ash Dosing Pump","Manufacturer","Name of the manufacturer",null,null,1]
["Stockwater","Pump","Soda Ash Dosing Pump","Model","Name of the manufacturer model",null,null,1]
["Stockwater","Pump","Soda Ash Dosing Pump","Serial Number","Identification code supplied by the manufacturer",null,null,1]
["Stockwater","Pump","Soda Ash Dosing Pump","Warranty Expiry Date","Expiry date of the warranty period",null,null,1]
["Stormwater","Pump","Soda Ash Dosing Pump","Manufacturer","Name of the manufacturer",null,null,1]
["Stormwater","Pump","Soda Ash Dosing Pump","Model","Name of the manufacturer model",null,null,1]
["Stormwater","Pump","Soda Ash Dosing Pump","Serial Number","Identification code supplied by the manufacturer",null,null,1]
["Stormwater","Pump","Soda Ash Dosing Pump","Warranty Expiry Date","Expiry date of the warranty period",null,null,1]
["Wastewater","Pump","Soda Ash Dosing Pump","Manufacturer","Name of the manufacturer",null,null,1]
["Wastewater","Pump","Soda Ash Dosing Pump","Model","Name of the manufacturer model",null,null,1]
["Wastewater","Pump","Soda Ash Dosing Pump","Serial Number","Identification code supplied by the manufacturer",null,null,1]
["Wastewater","Pump","Soda Ash Dosing Pump","Warranty Expiry Date","Expiry date of the warranty period",null,null,1]
["Irrigation","Mechanical Plant","Soda Ash Mixer","Input Voltage (V)","The rated Supply Voltage","Volts","A_CLSVLT",1]
["Irrigation","Mechanical Plant","Soda Ash Mixer","Control Type","Control method used to manage the Asset",null,"A_TYPCTL",1]
["Irrigation","Mechanical Plant","Soda Ash Mixer","Weight (kg)","Total weight of Asset","Kilograms",null,1]
["Irrigation","Mechanical Plant","Soda Ash Mixer","Motor Output (kW)","Power Rating of the Asset under maximun power","Kilowatts",null,1]
["Irrigation","Mechanical Plant","Soda Ash Mixer","Speed (rpm)"," Operating Speed under normal operation","Revolutions per minute",null,1]
["Stockwater","Mechanical Plant","Soda Ash Mixer","Input Voltage (V)","The rated Supply Voltage","Volts","A_CLSVLT",1]
["Stockwater","Mechanical Plant","Soda Ash Mixer","Control Type","Control method used to manage the Asset",null,"A_TYPCTL",1]
["Stockwater","Mechanical Plant","Soda Ash Mixer","Weight (kg)","Total weight of Asset","Kilograms",null,1]
["Stockwater","Mechanical Plant","Soda Ash Mixer","Motor Output (kW)","Power Rating of the Asset under maximun power","Kilowatts",null,1]
["Stockwater","Mechanical Plant","Soda Ash Mixer","Speed (rpm)"," Operating Speed under normal operation","Revolutions per minute",null,1]
["Stormwater","Mechanical Plant","Soda Ash Mixer","Input Voltage (V)","The rated Supply Voltage","Volts","A_CLSVLT",1]
["Stormwater","Mechanical Plant","Soda Ash Mixer","Control Type","Control method used to manage the Asset",null,"A_TYPCTL",1]
["Stormwater","Mechanical Plant","Soda Ash Mixer","Weight (kg)","Total weight of Asset","Kilograms",null,1]
["Stormwater","Mechanical Plant","Soda Ash Mixer","Motor Output (kW)","Power Rating of the Asset under maximun power","Kilowatts",null,1]
["Stormwater","Mechanical Plant","Soda Ash Mixer","Speed (rpm)"," Operating Speed under normal operation","Revolutions per minute",null,1]
["Water Supply","Mechanical Plant","Soda Ash Mixer","Input Voltage (V)","The rated Supply Voltage","Volts","A_CLSVLT",1]
["Water Supply","Mechanical Plant","Soda Ash Mixer","Control Type","Control method used to manage the Asset",null,"A_TYPCTL",1]
["Water Supply","Mechanical Plant","Soda Ash Mixer","Weight (kg)","Total weight of Asset","Kilograms",null,1]
["Water Supply","Mechanical Plant","Soda Ash Mixer","Motor Output (kW)","Power Rating of the Asset under maximun power","Kilowatts",null,1]
["Water Supply","Mechanical Plant","Soda Ash Mixer","Speed (rpm)"," Operating Speed under normal operation","Revolutions per minute",null,1]
["Wastewater","Mechanical Plant","Soda Ash Mixer","Input Voltage (V)","The rated Supply Voltage","Volts","A_CLSVLT",1]
["Wastewater","Mechanical Plant","Soda Ash Mixer","Control Type","Control method used to manage the Asset",null,"A_TYPCTL",1]
["Wastewater","Mechanical Plant","Soda Ash Mixer","Weight (kg)","Total weight of Asset","Kilograms",null,1]
["Wastewater","Mechanical Plant","Soda Ash Mixer","Motor Output (kW)","Power Rating of the Asset under maximun power","Kilowatts",null,1]
["Wastewater","Mechanical Plant","Soda Ash Mixer","Speed (rpm)"," Operating Speed under normal operation","Revolutions per minute",null,1]
["Water Supply","Mechanical Plant","Soda Ash Mixer","Manufacturer","Name of the manufacturer",null,null,1]
["Water Supply","Mechanical Plant","Soda Ash Mixer","Model","Name of the manufacturer model",null,null,1]
["Water Supply","Mechanical Plant","Soda Ash Mixer","Serial Number","Identification code supplied by the manufacturer",null,null,1]
["Water Supply","Mechanical Plant","Soda Ash Mixer","Warranty Expiry Date","Expiry date of the warranty period",null,null,1]
["Irrigation","Mechanical Plant","Soda Ash Mixer","Manufacturer","Name of the manufacturer",null,null,1]
["Irrigation","Mechanical Plant","Soda Ash Mixer","Model","Name of the manufacturer model",null,null,1]
["Irrigation","Mechanical Plant","Soda Ash Mixer","Serial Number","Identification code supplied by the manufacturer",null,null,1]
["Irrigation","Mechanical Plant","Soda Ash Mixer","Warranty Expiry Date","Expiry date of the warranty period",null,null,1]
["Stockwater","Mechanical Plant","Soda Ash Mixer","Manufacturer","Name of the manufacturer",null,null,1]
["Stockwater","Mechanical Plant","Soda Ash Mixer","Model","Name of the manufacturer model",null,null,1]
["Stockwater","Mechanical Plant","Soda Ash Mixer","Serial Number","Identification code supplied by the manufacturer",null,null,1]
["Stockwater","Mechanical Plant","Soda Ash Mixer","Warranty Expiry Date","Expiry date of the warranty period",null,null,1]
["Wastewater","Mechanical Plant","Soda Ash Mixer","Manufacturer","Name of the manufacturer",null,null,1]
["Wastewater","Mechanical Plant","Soda Ash Mixer","Model","Name of the manufacturer model",null,null,1]
["Wastewater","Mechanical Plant","Soda Ash Mixer","Serial Number","Identification code supplied by the manufacturer",null,null,1]
["Wastewater","Mechanical Plant","Soda Ash Mixer","Warranty Expiry Date","Expiry date of the warranty period",null,null,1]
["Stormwater","Mechanical Plant","Soda Ash Mixer","Manufacturer","Name of the manufacturer",null,null,1]
["Stormwater","Mechanical Plant","Soda Ash Mixer","Model","Name of the manufacturer model",null,null,1]
["Stormwater","Mechanical Plant","Soda Ash Mixer","Serial Number","Identification code supplied by the manufacturer",null,null,1]
["Stormwater","Mechanical Plant","Soda Ash Mixer","Warranty Expiry Date","Expiry date of the warranty period",null,null,1]
["Irrigation","Electrical","Soft Starter","Locality","Physical location in terms of its environmental conditions",null,"A_POSVRS",1]
["Irrigation","Electrical","Soft Starter","Output Voltage (V)","The nominal Output Voltage",null,"A_CLSVL2",1]
["Irrigation","Electrical","Soft Starter","Input Voltage (V)","The rated Supply Voltage",null,"A_CLSVLT",1]
["Irrigation","Electrical","Soft Starter","Monitoring Type","For monitoring, recording and reporting of data",null,"A_MTHMNT",1]
["Irrigation","Electrical","Soft Starter","Power Rating (kW)","The highest input power the Asset is rated for","Kilowatts",null,1]
["Irrigation","Electrical","Soft Starter","Current Rating (A)","Maximum Operating Current at full power","Amperes",null,1]
["Stockwater","Electrical","Soft Starter","Locality","Physical location in terms of its environmental conditions",null,"A_POSVRS",1]
["Stockwater","Electrical","Soft Starter","Output Voltage (V)","The nominal Output Voltage",null,"A_CLSVL2",1]
["Stockwater","Electrical","Soft Starter","Input Voltage (V)","The rated Supply Voltage",null,"A_CLSVLT",1]
["Stockwater","Electrical","Soft Starter","Monitoring Type","For monitoring, recording and reporting of data",null,"A_MTHMNT",1]
["Stockwater","Electrical","Soft Starter","Power Rating (kW)","The highest input power the Asset is rated for","Kilowatts",null,1]
["Stockwater","Electrical","Soft Starter","Current Rating (A)","Maximum Operating Current at full power","Amperes",null,1]
["Stormwater","Electrical","Soft Starter","Locality","Physical location in terms of its environmental conditions",null,"A_POSVRS",1]
["Stormwater","Electrical","Soft Starter","Output Voltage (V)","The nominal Output Voltage",null,"A_CLSVL2",1]
["Stormwater","Electrical","Soft Starter","Input Voltage (V)","The rated Supply Voltage",null,"A_CLSVLT",1]
["Stormwater","Electrical","Soft Starter","Monitoring Type","For monitoring, recording and reporting of data",null,"A_MTHMNT",1]
["Stormwater","Electrical","Soft Starter","Power Rating (kW)","The highest input power the Asset is rated for","Kilowatts",null,1]
["Stormwater","Electrical","Soft Starter","Current Rating (A)","Maximum Operating Current at full power","Amperes",null,1]
["Water Supply","Electrical","Soft Starter","Locality","Physical location in terms of its environmental conditions",null,"A_POSVRS",1]
["Water Supply","Electrical","Soft Starter","Output Voltage (V)","The nominal Output Voltage",null,"A_CLSVL2",1]
["Water Supply","Electrical","Soft Starter","Input Voltage (V)","The rated Supply Voltage",null,"A_CLSVLT",1]
["Water Supply","Electrical","Soft Starter","Monitoring Type","For monitoring, recording and reporting of data",null,"A_MTHMNT",1]
["Water Supply","Electrical","Soft Starter","Power Rating (kW)","The highest input power the Asset is rated for","Kilowatts",null,1]
["Water Supply","Electrical","Soft Starter","Current Rating (A)","Maximum Operating Current at full power","Amperes",null,1]
["Wastewater","Electrical","Soft Starter","Locality","Physical location in terms of its environmental conditions",null,"A_POSVRS",1]
["Wastewater","Electrical","Soft Starter","Output Voltage (V)","The nominal Output Voltage",null,"A_CLSVL2",1]
["Wastewater","Electrical","Soft Starter","Input Voltage (V)","The rated Supply Voltage",null,"A_CLSVLT",1]
["Wastewater","Electrical","Soft Starter","Monitoring Type","For monitoring, recording and reporting of data",null,"A_MTHMNT",1]
["Wastewater","Electrical","Soft Starter","Power Rating (kW)","The highest input power the Asset is rated for","Kilowatts",null,1]
["Wastewater","Electrical","Soft Starter","Current Rating (A)","Maximum Operating Current at full power","Amperes",null,1]
["Water Supply","Electrical","Soft Starter","Manufacturer","Name of the manufacturer",null,null,1]
["Water Supply","Electrical","Soft Starter","Model","Name of the manufacturer model",null,null,1]
["Water Supply","Electrical","Soft Starter","Serial Number","Identification code supplied by the manufacturer",null,null,1]
["Water Supply","Electrical","Soft Starter","Warranty Expiry Date","Expiry date of the warranty period",null,null,1]
["Stormwater","Electrical","Soft Starter","Manufacturer","Name of the manufacturer",null,null,1]
["Stormwater","Electrical","Soft Starter","Model","Name of the manufacturer model",null,null,1]
["Stormwater","Electrical","Soft Starter","Serial Number","Identification code supplied by the manufacturer",null,null,1]
["Stormwater","Electrical","Soft Starter","Warranty Expiry Date","Expiry date of the warranty period",null,null,1]
["Wastewater","Electrical","Soft Starter","Manufacturer","Name of the manufacturer",null,null,1]
["Wastewater","Electrical","Soft Starter","Model","Name of the manufacturer model",null,null,1]
["Wastewater","Electrical","Soft Starter","Serial Number","Identification code supplied by the manufacturer",null,null,1]
["Wastewater","Electrical","Soft Starter","Warranty Expiry Date","Expiry date of the warranty period",null,null,1]
["Stockwater","Electrical","Soft Starter","Manufacturer","Name of the manufacturer",null,null,1]
["Stockwater","Electrical","Soft Starter","Model","Name of the manufacturer model",null,null,1]
["Stockwater","Electrical","Soft Starter","Serial Number","Identification code supplied by the manufacturer",null,null,1]
["Stockwater","Electrical","Soft Starter","Warranty Expiry Date","Expiry date of the warranty period",null,null,1]
["Irrigation","Electrical","Soft Starter","Manufacturer","Name of the manufacturer",null,null,1]
["Irrigation","Electrical","Soft Starter","Model","Name of the manufacturer model",null,null,1]
["Irrigation","Electrical","Soft Starter","Serial Number","Identification code supplied by the manufacturer",null,null,1]
["Irrigation","Electrical","Soft Starter","Warranty Expiry Date","Expiry date of the warranty period",null,null,1]
["Irrigation","Bore","Source Gallery","Casing Material","Material of the Bore Casing Pipe",null,"A_MTLCSG",1]
["Irrigation","Bore","Source Gallery","Diameter (mm)","Internal Diameter of the Bore Casing","Millimetres",null,1]
["Irrigation","Bore","Source Gallery","Depth (m)","Distance from the bore flange at the ground surface to the bottom of the Bore","Metres",null,1]
["Irrigation","Bore","Source Gallery","Ground RL (m)","Level at the Ground surface (in terms of a R.L)","Metres",null,1]
["Irrigation","Bore","Source Gallery","ECan Well Reference","Ecan Reference Number for borehole",null,null,1]
["Irrigation","Bore","Source Gallery","ECan Consent Number","Environment Canterbury resource consent number",null,null,1]
["Irrigation","Bore","Source Gallery","Screen 1 Top RL (m)","Level at the top of the First Screen (in terms of a R.L)","Metres",null,1]
["Irrigation","Bore","Source Gallery","Screen 1 Base RL (m)","Level at the bottom of the First Screen (in terms of a R.L)","Metres",null,1]
["Irrigation","Bore","Source Gallery","Screen 2 Top RL (m)","Level at the top of the Second Screen  (in terms of a R.L)","Metres",null,1]
["Irrigation","Bore","Source Gallery","Screen 2 Base RL (m)","Level at the bottom of the Second Screen (in terms of a R.L)","Metres",null,1]
["Irrigation","Bore","Source Gallery","Screen 3 Top RL (m)","Level at the top of the Third Screen (in terms of a R.L)","Metres",null,1]
["Irrigation","Bore","Source Gallery","Screen 3 Base RL (m)","Level at the bottom of the Third Screen (in terms of a R.L)","Metres",null,1]
["Stockwater","Bore","Source Gallery","Casing Material","Material of the Bore Casing Pipe",null,"A_MTLCSG",1]
["Stockwater","Bore","Source Gallery","Diameter (mm)","Internal Diameter of the Bore Casing","Millimetres",null,1]
["Stockwater","Bore","Source Gallery","Depth (m)","Distance from the bore flange at the ground surface to the bottom of the Bore","Metres",null,1]
["Stockwater","Bore","Source Gallery","Ground RL (m)","Level at the Ground surface (in terms of a R.L)","Metres",null,1]
["Stockwater","Bore","Source Gallery","ECan Well Reference","Ecan Reference Number for borehole",null,null,1]
["Stockwater","Bore","Source Gallery","ECan Consent Number","Environment Canterbury resource consent number",null,null,1]
["Stockwater","Bore","Source Gallery","Screen 1 Top RL (m)","Level at the top of the First Screen (in terms of a R.L)","Metres",null,1]
["Stockwater","Bore","Source Gallery","Screen 1 Base RL (m)","Level at the bottom of the First Screen (in terms of a R.L)","Metres",null,1]
["Stockwater","Bore","Source Gallery","Screen 2 Top RL (m)","Level at the top of the Second Screen  (in terms of a R.L)","Metres",null,1]
["Stockwater","Bore","Source Gallery","Screen 2 Base RL (m)","Level at the bottom of the Second Screen (in terms of a R.L)","Metres",null,1]
["Stockwater","Bore","Source Gallery","Screen 3 Top RL (m)","Level at the top of the Third Screen (in terms of a R.L)","Metres",null,1]
["Stockwater","Bore","Source Gallery","Screen 3 Base RL (m)","Level at the bottom of the Third Screen (in terms of a R.L)","Metres",null,1]
["Stormwater","Bore","Source Gallery","Casing Material","Material of the Bore Casing Pipe",null,"A_MTLCSG",1]
["Stormwater","Bore","Source Gallery","Diameter (mm)","Internal Diameter of the Bore Casing","Millimetres",null,1]
["Stormwater","Bore","Source Gallery","Depth (m)","Distance from the bore flange at the ground surface to the bottom of the Bore","Metres",null,1]
["Stormwater","Bore","Source Gallery","Ground RL (m)","Level at the Ground surface (in terms of a R.L)","Metres",null,1]
["Stormwater","Bore","Source Gallery","ECan Well Reference","Ecan Reference Number for borehole",null,null,1]
["Stormwater","Bore","Source Gallery","ECan Consent Number","Environment Canterbury resource consent number",null,null,1]
["Stormwater","Bore","Source Gallery","Screen 1 Top RL (m)","Level at the top of the First Screen (in terms of a R.L)","Metres",null,1]
["Stormwater","Bore","Source Gallery","Screen 1 Base RL (m)","Level at the bottom of the First Screen (in terms of a R.L)","Metres",null,1]
["Stormwater","Bore","Source Gallery","Screen 2 Top RL (m)","Level at the top of the Second Screen  (in terms of a R.L)","Metres",null,1]
["Stormwater","Bore","Source Gallery","Screen 2 Base RL (m)","Level at the bottom of the Second Screen (in terms of a R.L)","Metres",null,1]
["Stormwater","Bore","Source Gallery","Screen 3 Top RL (m)","Level at the top of the Third Screen (in terms of a R.L)","Metres",null,1]
["Stormwater","Bore","Source Gallery","Screen 3 Base RL (m)","Level at the bottom of the Third Screen (in terms of a R.L)","Metres",null,1]
["Water Supply","Bore","Source Gallery","Casing Material","Material of the Bore Casing Pipe",null,"A_MTLCSG",1]
["Water Supply","Bore","Source Gallery","Diameter (mm)","Internal Diameter of the Bore Casing","Millimetres",null,1]
["Water Supply","Bore","Source Gallery","Depth (m)","Distance from the bore flange at the ground surface to the bottom of the Bore","Metres",null,1]
["Water Supply","Bore","Source Gallery","Ground RL (m)","Level at the Ground surface (in terms of a R.L)","Metres",null,1]
["Water Supply","Bore","Source Gallery","ECan Well Reference","Ecan Reference Number for borehole",null,null,1]
["Water Supply","Bore","Source Gallery","ECan Consent Number","Environment Canterbury resource consent number",null,null,1]
["Water Supply","Bore","Source Gallery","Screen 1 Top RL (m)","Level at the top of the First Screen (in terms of a R.L)","Metres",null,1]
["Water Supply","Bore","Source Gallery","Screen 1 Base RL (m)","Level at the bottom of the First Screen (in terms of a R.L)","Metres",null,1]
["Water Supply","Bore","Source Gallery","Screen 2 Top RL (m)","Level at the top of the Second Screen  (in terms of a R.L)","Metres",null,1]
["Water Supply","Bore","Source Gallery","Screen 2 Base RL (m)","Level at the bottom of the Second Screen (in terms of a R.L)","Metres",null,1]
["Water Supply","Bore","Source Gallery","Screen 3 Top RL (m)","Level at the top of the Third Screen (in terms of a R.L)","Metres",null,1]
["Water Supply","Bore","Source Gallery","Screen 3 Base RL (m)","Level at the bottom of the Third Screen (in terms of a R.L)","Metres",null,1]
["Wastewater","Bore","Source Gallery","Casing Material","Material of the Bore Casing Pipe",null,"A_MTLCSG",1]
["Wastewater","Bore","Source Gallery","Diameter (mm)","Internal Diameter of the Bore Casing","Millimetres",null,1]
["Wastewater","Bore","Source Gallery","Depth (m)","Distance from the bore flange at the ground surface to the bottom of the Bore","Metres",null,1]
["Wastewater","Bore","Source Gallery","Ground RL (m)","Level at the Ground surface (in terms of a R.L)","Metres",null,1]
["Wastewater","Bore","Source Gallery","ECan Well Reference","Ecan Reference Number for borehole",null,null,1]
["Wastewater","Bore","Source Gallery","ECan Consent Number","Environment Canterbury resource consent number",null,null,1]
["Wastewater","Bore","Source Gallery","Screen 1 Top RL (m)","Level at the top of the First Screen (in terms of a R.L)","Metres",null,1]
["Wastewater","Bore","Source Gallery","Screen 1 Base RL (m)","Level at the bottom of the First Screen (in terms of a R.L)","Metres",null,1]
["Wastewater","Bore","Source Gallery","Screen 2 Top RL (m)","Level at the top of the Second Screen  (in terms of a R.L)","Metres",null,1]
["Wastewater","Bore","Source Gallery","Screen 2 Base RL (m)","Level at the bottom of the Second Screen (in terms of a R.L)","Metres",null,1]
["Wastewater","Bore","Source Gallery","Screen 3 Top RL (m)","Level at the top of the Third Screen (in terms of a R.L)","Metres",null,1]
["Wastewater","Bore","Source Gallery","Screen 3 Base RL (m)","Level at the bottom of the Third Screen (in terms of a R.L)","Metres",null,1]
["Irrigation","Bore","Source Well","Casing Material","Material of the Bore Casing Pipe",null,"A_MTLCSG",1]
["Irrigation","Bore","Source Well","Diameter (mm)","Internal Diameter of the Bore Casing","Millimetres",null,1]
["Irrigation","Bore","Source Well","Depth (m)","Distance from the bore flange at the ground surface to the bottom of the Bore","Metres",null,1]
["Irrigation","Bore","Source Well","Ground RL (m)","Level at the Ground surface (in terms of a R.L)","Metres",null,1]
["Irrigation","Bore","Source Well","ECan Well Reference","Ecan Reference Number for borehole",null,null,1]
["Irrigation","Bore","Source Well","ECan Consent Number","Environment Canterbury resource consent number",null,null,1]
["Irrigation","Bore","Source Well","Screen 1 Top RL (m)","Level at the top of the First Screen (in terms of a R.L)","Metres",null,1]
["Irrigation","Bore","Source Well","Screen 1 Base RL (m)","Level at the bottom of the First Screen (in terms of a R.L)","Metres",null,1]
["Irrigation","Bore","Source Well","Screen 2 Top RL (m)","Level at the top of the Second Screen  (in terms of a R.L)","Metres",null,1]
["Irrigation","Bore","Source Well","Screen 2 Base RL (m)","Level at the bottom of the Second Screen (in terms of a R.L)","Metres",null,1]
["Irrigation","Bore","Source Well","Screen 3 Top RL (m)","Level at the top of the Third Screen (in terms of a R.L)","Metres",null,1]
["Irrigation","Bore","Source Well","Screen 3 Base RL (m)","Level at the bottom of the Third Screen (in terms of a R.L)","Metres",null,1]
["Stockwater","Bore","Source Well","Casing Material","Material of the Bore Casing Pipe",null,"A_MTLCSG",1]
["Stockwater","Bore","Source Well","Diameter (mm)","Internal Diameter of the Bore Casing","Millimetres",null,1]
["Stockwater","Bore","Source Well","Depth (m)","Distance from the bore flange at the ground surface to the bottom of the Bore","Metres",null,1]
["Stockwater","Bore","Source Well","Ground RL (m)","Level at the Ground surface (in terms of a R.L)","Metres",null,1]
["Stockwater","Bore","Source Well","ECan Well Reference","Ecan Reference Number for borehole",null,null,1]
["Stockwater","Bore","Source Well","ECan Consent Number","Environment Canterbury resource consent number",null,null,1]
["Stockwater","Bore","Source Well","Screen 1 Top RL (m)","Level at the top of the First Screen (in terms of a R.L)","Metres",null,1]
["Stockwater","Bore","Source Well","Screen 1 Base RL (m)","Level at the bottom of the First Screen (in terms of a R.L)","Metres",null,1]
["Stockwater","Bore","Source Well","Screen 2 Top RL (m)","Level at the top of the Second Screen  (in terms of a R.L)","Metres",null,1]
["Stockwater","Bore","Source Well","Screen 2 Base RL (m)","Level at the bottom of the Second Screen (in terms of a R.L)","Metres",null,1]
["Stockwater","Bore","Source Well","Screen 3 Top RL (m)","Level at the top of the Third Screen (in terms of a R.L)","Metres",null,1]
["Stockwater","Bore","Source Well","Screen 3 Base RL (m)","Level at the bottom of the Third Screen (in terms of a R.L)","Metres",null,1]
["Stormwater","Bore","Source Well","Casing Material","Material of the Bore Casing Pipe",null,"A_MTLCSG",1]
["Stormwater","Bore","Source Well","Diameter (mm)","Internal Diameter of the Bore Casing","Millimetres",null,1]
["Stormwater","Bore","Source Well","Depth (m)","Distance from the bore flange at the ground surface to the bottom of the Bore","Metres",null,1]
["Stormwater","Bore","Source Well","Ground RL (m)","Level at the Ground surface (in terms of a R.L)","Metres",null,1]
["Stormwater","Bore","Source Well","ECan Well Reference","Ecan Reference Number for borehole",null,null,1]
["Stormwater","Bore","Source Well","ECan Consent Number","Environment Canterbury resource consent number",null,null,1]
["Stormwater","Bore","Source Well","Screen 1 Top RL (m)","Level at the top of the First Screen (in terms of a R.L)","Metres",null,1]
["Stormwater","Bore","Source Well","Screen 1 Base RL (m)","Level at the bottom of the First Screen (in terms of a R.L)","Metres",null,1]
["Stormwater","Bore","Source Well","Screen 2 Top RL (m)","Level at the top of the Second Screen  (in terms of a R.L)","Metres",null,1]
["Stormwater","Bore","Source Well","Screen 2 Base RL (m)","Level at the bottom of the Second Screen (in terms of a R.L)","Metres",null,1]
["Stormwater","Bore","Source Well","Screen 3 Top RL (m)","Level at the top of the Third Screen (in terms of a R.L)","Metres",null,1]
["Stormwater","Bore","Source Well","Screen 3 Base RL (m)","Level at the bottom of the Third Screen (in terms of a R.L)","Metres",null,1]
["Water Supply","Bore","Source Well","Casing Material","Material of the Bore Casing Pipe",null,"A_MTLCSG",1]
["Water Supply","Bore","Source Well","Diameter (mm)","Internal Diameter of the Bore Casing","Millimetres",null,1]
["Water Supply","Bore","Source Well","Depth (m)","Distance from the bore flange at the ground surface to the bottom of the Bore","Metres",null,1]
["Water Supply","Bore","Source Well","Ground RL (m)","Level at the Ground surface (in terms of a R.L)","Metres",null,1]
["Water Supply","Bore","Source Well","ECan Well Reference","Ecan Reference Number for borehole",null,null,1]
["Water Supply","Bore","Source Well","ECan Consent Number","Environment Canterbury resource consent number",null,null,1]
["Water Supply","Bore","Source Well","Screen 1 Top RL (m)","Level at the top of the First Screen (in terms of a R.L)","Metres",null,1]
["Water Supply","Bore","Source Well","Screen 1 Base RL (m)","Level at the bottom of the First Screen (in terms of a R.L)","Metres",null,1]
["Water Supply","Bore","Source Well","Screen 2 Top RL (m)","Level at the top of the Second Screen  (in terms of a R.L)","Metres",null,1]
["Water Supply","Bore","Source Well","Screen 2 Base RL (m)","Level at the bottom of the Second Screen (in terms of a R.L)","Metres",null,1]
["Water Supply","Bore","Source Well","Screen 3 Top RL (m)","Level at the top of the Third Screen (in terms of a R.L)","Metres",null,1]
["Water Supply","Bore","Source Well","Screen 3 Base RL (m)","Level at the bottom of the Third Screen (in terms of a R.L)","Metres",null,1]
["Wastewater","Bore","Source Well","Casing Material","Material of the Bore Casing Pipe",null,"A_MTLCSG",1]
["Wastewater","Bore","Source Well","Diameter (mm)","Internal Diameter of the Bore Casing","Millimetres",null,1]
["Wastewater","Bore","Source Well","Depth (m)","Distance from the bore flange at the ground surface to the bottom of the Bore","Metres",null,1]
["Wastewater","Bore","Source Well","Ground RL (m)","Level at the Ground surface (in terms of a R.L)","Metres",null,1]
["Wastewater","Bore","Source Well","ECan Well Reference","Ecan Reference Number for borehole",null,null,1]
["Wastewater","Bore","Source Well","ECan Consent Number","Environment Canterbury resource consent number",null,null,1]
["Wastewater","Bore","Source Well","Screen 1 Top RL (m)","Level at the top of the First Screen (in terms of a R.L)","Metres",null,1]
["Wastewater","Bore","Source Well","Screen 1 Base RL (m)","Level at the bottom of the First Screen (in terms of a R.L)","Metres",null,1]
["Wastewater","Bore","Source Well","Screen 2 Top RL (m)","Level at the top of the Second Screen  (in terms of a R.L)","Metres",null,1]
["Wastewater","Bore","Source Well","Screen 2 Base RL (m)","Level at the bottom of the Second Screen (in terms of a R.L)","Metres",null,1]
["Wastewater","Bore","Source Well","Screen 3 Top RL (m)","Level at the top of the Third Screen (in terms of a R.L)","Metres",null,1]
["Wastewater","Bore","Source Well","Screen 3 Base RL (m)","Level at the bottom of the Third Screen (in terms of a R.L)","Metres",null,1]
["Irrigation","Chamber","Splitter Chamber","Material","Material used to manufacture the Asset",null,"A_MTLTNK",1]
["Irrigation","Chamber","Splitter Chamber","Construction Method","Construction method used to form the Asset",null,"A_MTHSTR",1]
["Irrigation","Chamber","Splitter Chamber","Chamber Shape","Preformed shape of the Asset",null,"A_SHPCMB",1]
["Irrigation","Chamber","Splitter Chamber","Lid Type","Asset category type",null,"A_TYPLID",1]
["Irrigation","Chamber","Splitter Chamber","Lid Material","Material used to manufacture the Asset",null,"A_MTLLID",1]
["Irrigation","Chamber","Splitter Chamber","Lid Shape","Physical shape of the Asset",null,"A_SHPLID",1]
["Irrigation","Chamber","Splitter Chamber","Lid Fixing","Fixing mechanism used to secure the Asset",null,"A_FIXLID",1]
["Irrigation","Chamber","Splitter Chamber","Lid Security","Security measures to prevent accessibility into the Asset",null,"A_SCRLID",1]
["Irrigation","Chamber","Splitter Chamber","Lid Class","Weight Classification Category designated for the required trafficking on the Asset",null,"A_CLSLID",1]
["Irrigation","Chamber","Splitter Chamber","Diameter (m)","Internal Diameter of the Asset (if not rectangular)","Metres",null,1]
["Irrigation","Chamber","Splitter Chamber","Length (m)","Internal length of the Asset (if not circular)","Metres",null,1]
["Irrigation","Chamber","Splitter Chamber","Width (m)","Internal Width Of The Asset (if not circular) ","Metres",null,1]
["Irrigation","Chamber","Splitter Chamber","Depth (m)","Internal distance between the lid level of the Chamber and the base","Metres",null,1]
["Irrigation","Chamber","Splitter Chamber","Lid RL (m)","Level of the centre of the top of the Asset (in terms of a R.L)","Metres",null,1]
["Irrigation","Chamber","Splitter Chamber","Base RL (m)","Level on the internal base floor of the Asset (in terms of a R.L)","Metres",null,1]
["Irrigation","Chamber","Splitter Chamber","Lid Diameter (mm)","External diameter of the Asset (if not rectangular)","Millimetres",null,1]
["Irrigation","Chamber","Splitter Chamber","Lid Length (mm)","External length of the Asset (if not circular)","Millimetres",null,1]
["Irrigation","Chamber","Splitter Chamber","Lid Width (mm)","External width of the Asset (if not circular)","Millimetres",null,1]
["Stockwater","Chamber","Splitter Chamber","Material","Material used to manufacture the Asset",null,"A_MTLTNK",1]
["Stockwater","Chamber","Splitter Chamber","Construction Method","Construction method used to form the Asset",null,"A_MTHSTR",1]
["Stockwater","Chamber","Splitter Chamber","Chamber Shape","Preformed shape of the Asset",null,"A_SHPCMB",1]
["Stockwater","Chamber","Splitter Chamber","Lid Type","Asset category type",null,"A_TYPLID",1]
["Stockwater","Chamber","Splitter Chamber","Lid Material","Material used to manufacture the Asset",null,"A_MTLLID",1]
["Stockwater","Chamber","Splitter Chamber","Lid Shape","Physical shape of the Asset",null,"A_SHPLID",1]
["Stockwater","Chamber","Splitter Chamber","Lid Fixing","Fixing mechanism used to secure the Asset",null,"A_FIXLID",1]
["Stockwater","Chamber","Splitter Chamber","Lid Security","Security measures to prevent accessibility into the Asset",null,"A_SCRLID",1]
["Stockwater","Chamber","Splitter Chamber","Lid Class","Weight Classification Category designated for the required trafficking on the Asset",null,"A_CLSLID",1]
["Stockwater","Chamber","Splitter Chamber","Diameter (m)","Internal Diameter of the Asset (if not rectangular)","Metres",null,1]
["Stockwater","Chamber","Splitter Chamber","Length (m)","Internal length of the Asset (if not circular)","Metres",null,1]
["Stockwater","Chamber","Splitter Chamber","Width (m)","Internal Width Of The Asset (if not circular) ","Metres",null,1]
["Stockwater","Chamber","Splitter Chamber","Depth (m)","Internal distance between the lid level of the Chamber and the base","Metres",null,1]
["Stockwater","Chamber","Splitter Chamber","Lid RL (m)","Level of the centre of the top of the Asset (in terms of a R.L)","Metres",null,1]
["Stockwater","Chamber","Splitter Chamber","Base RL (m)","Level on the internal base floor of the Asset (in terms of a R.L)","Metres",null,1]
["Stockwater","Chamber","Splitter Chamber","Lid Diameter (mm)","External diameter of the Asset (if not rectangular)","Millimetres",null,1]
["Stockwater","Chamber","Splitter Chamber","Lid Length (mm)","External length of the Asset (if not circular)","Millimetres",null,1]
["Stockwater","Chamber","Splitter Chamber","Lid Width (mm)","External width of the Asset (if not circular)","Millimetres",null,1]
["Stormwater","Chamber","Splitter Chamber","Material","Material used to manufacture the Asset",null,"A_MTLTNK",1]
["Stormwater","Chamber","Splitter Chamber","Construction Method","Construction method used to form the Asset",null,"A_MTHSTR",1]
["Stormwater","Chamber","Splitter Chamber","Chamber Shape","Preformed shape of the Asset",null,"A_SHPCMB",1]
["Stormwater","Chamber","Splitter Chamber","Lid Type","Asset category type",null,"A_TYPLID",1]
["Stormwater","Chamber","Splitter Chamber","Lid Material","Material used to manufacture the Asset",null,"A_MTLLID",1]
["Stormwater","Chamber","Splitter Chamber","Lid Shape","Physical shape of the Asset",null,"A_SHPLID",1]
["Stormwater","Chamber","Splitter Chamber","Lid Fixing","Fixing mechanism used to secure the Asset",null,"A_FIXLID",1]
["Stormwater","Chamber","Splitter Chamber","Lid Security","Security measures to prevent accessibility into the Asset",null,"A_SCRLID",1]
["Stormwater","Chamber","Splitter Chamber","Lid Class","Weight Classification Category designated for the required trafficking on the Asset",null,"A_CLSLID",1]
["Stormwater","Chamber","Splitter Chamber","Diameter (m)","Internal Diameter of the Asset (if not rectangular)","Metres",null,1]
["Stormwater","Chamber","Splitter Chamber","Length (m)","Internal length of the Asset (if not circular)","Metres",null,1]
["Stormwater","Chamber","Splitter Chamber","Width (m)","Internal Width Of The Asset (if not circular) ","Metres",null,1]
["Stormwater","Chamber","Splitter Chamber","Depth (m)","Internal distance between the lid level of the Chamber and the base","Metres",null,1]
["Stormwater","Chamber","Splitter Chamber","Lid RL (m)","Level of the centre of the top of the Asset (in terms of a R.L)","Metres",null,1]
["Stormwater","Chamber","Splitter Chamber","Base RL (m)","Level on the internal base floor of the Asset (in terms of a R.L)","Metres",null,1]
["Stormwater","Chamber","Splitter Chamber","Lid Diameter (mm)","External diameter of the Asset (if not rectangular)","Millimetres",null,1]
["Stormwater","Chamber","Splitter Chamber","Lid Length (mm)","External length of the Asset (if not circular)","Millimetres",null,1]
["Stormwater","Chamber","Splitter Chamber","Lid Width (mm)","External width of the Asset (if not circular)","Millimetres",null,1]
["Water Supply","Chamber","Splitter Chamber","Material","Material used to manufacture the Asset",null,"A_MTLTNK",1]
["Water Supply","Chamber","Splitter Chamber","Construction Method","Construction method used to form the Asset",null,"A_MTHSTR",1]
["Water Supply","Chamber","Splitter Chamber","Chamber Shape","Preformed shape of the Asset",null,"A_SHPCMB",1]
["Water Supply","Chamber","Splitter Chamber","Lid Type","Asset category type",null,"A_TYPLID",1]
["Water Supply","Chamber","Splitter Chamber","Lid Material","Material used to manufacture the Asset",null,"A_MTLLID",1]
["Water Supply","Chamber","Splitter Chamber","Lid Shape","Physical shape of the Asset",null,"A_SHPLID",1]
["Water Supply","Chamber","Splitter Chamber","Lid Fixing","Fixing mechanism used to secure the Asset",null,"A_FIXLID",1]
["Water Supply","Chamber","Splitter Chamber","Lid Security","Security measures to prevent accessibility into the Asset",null,"A_SCRLID",1]
["Water Supply","Chamber","Splitter Chamber","Lid Class","Weight Classification Category designated for the required trafficking on the Asset",null,"A_CLSLID",1]
["Water Supply","Chamber","Splitter Chamber","Diameter (m)","Internal Diameter of the Asset (if not rectangular)","Metres",null,1]
["Water Supply","Chamber","Splitter Chamber","Length (m)","Internal length of the Asset (if not circular)","Metres",null,1]
["Water Supply","Chamber","Splitter Chamber","Width (m)","Internal Width Of The Asset (if not circular) ","Metres",null,1]
["Water Supply","Chamber","Splitter Chamber","Depth (m)","Internal distance between the lid level of the Chamber and the base","Metres",null,1]
["Water Supply","Chamber","Splitter Chamber","Lid RL (m)","Level of the centre of the top of the Asset (in terms of a R.L)","Metres",null,1]
["Water Supply","Chamber","Splitter Chamber","Base RL (m)","Level on the internal base floor of the Asset (in terms of a R.L)","Metres",null,1]
["Water Supply","Chamber","Splitter Chamber","Lid Diameter (mm)","External diameter of the Asset (if not rectangular)","Millimetres",null,1]
["Water Supply","Chamber","Splitter Chamber","Lid Length (mm)","External length of the Asset (if not circular)","Millimetres",null,1]
["Water Supply","Chamber","Splitter Chamber","Lid Width (mm)","External width of the Asset (if not circular)","Millimetres",null,1]
["Wastewater","Chamber","Splitter Chamber","Material","Material used to manufacture the Asset",null,"A_MTLTNK",1]
["Wastewater","Chamber","Splitter Chamber","Construction Method","Construction method used to form the Asset",null,"A_MTHSTR",1]
["Wastewater","Chamber","Splitter Chamber","Chamber Shape","Preformed shape of the Asset",null,"A_SHPCMB",1]
["Wastewater","Chamber","Splitter Chamber","Lid Type","Asset category type",null,"A_TYPLID",1]
["Wastewater","Chamber","Splitter Chamber","Lid Material","Material used to manufacture the Asset",null,"A_MTLLID",1]
["Wastewater","Chamber","Splitter Chamber","Lid Shape","Physical shape of the Asset",null,"A_SHPLID",1]
["Wastewater","Chamber","Splitter Chamber","Lid Fixing","Fixing mechanism used to secure the Asset",null,"A_FIXLID",1]
["Wastewater","Chamber","Splitter Chamber","Lid Security","Security measures to prevent accessibility into the Asset",null,"A_SCRLID",1]
["Wastewater","Chamber","Splitter Chamber","Lid Class","Weight Classification Category designated for the required trafficking on the Asset",null,"A_CLSLID",1]
["Wastewater","Chamber","Splitter Chamber","Diameter (m)","Internal Diameter of the Asset (if not rectangular)","Metres",null,1]
["Wastewater","Chamber","Splitter Chamber","Length (m)","Internal length of the Asset (if not circular)","Metres",null,1]
["Wastewater","Chamber","Splitter Chamber","Width (m)","Internal Width Of The Asset (if not circular) ","Metres",null,1]
["Wastewater","Chamber","Splitter Chamber","Depth (m)","Internal distance between the lid level of the Chamber and the base","Metres",null,1]
["Wastewater","Chamber","Splitter Chamber","Lid RL (m)","Level of the centre of the top of the Asset (in terms of a R.L)","Metres",null,1]
["Wastewater","Chamber","Splitter Chamber","Base RL (m)","Level on the internal base floor of the Asset (in terms of a R.L)","Metres",null,1]
["Wastewater","Chamber","Splitter Chamber","Lid Diameter (mm)","External diameter of the Asset (if not rectangular)","Millimetres",null,1]
["Wastewater","Chamber","Splitter Chamber","Lid Length (mm)","External length of the Asset (if not circular)","Millimetres",null,1]
["Wastewater","Chamber","Splitter Chamber","Lid Width (mm)","External width of the Asset (if not circular)","Millimetres",null,1]
["Water Supply","Chamber","Splitter Chamber","Manufacturer","Name of the manufacturer",null,null,1]
["Water Supply","Chamber","Splitter Chamber","Model","Name of the manufacturer model",null,null,1]
["Wastewater","Chamber","Splitter Chamber","Manufacturer","Name of the manufacturer",null,null,1]
["Wastewater","Chamber","Splitter Chamber","Model","Name of the manufacturer model",null,null,1]
["Irrigation","Chamber","Splitter Chamber","Manufacturer","Name of the manufacturer",null,null,1]
["Irrigation","Chamber","Splitter Chamber","Model","Name of the manufacturer model",null,null,1]
["Stockwater","Chamber","Splitter Chamber","Manufacturer","Name of the manufacturer",null,null,1]
["Stockwater","Chamber","Splitter Chamber","Model","Name of the manufacturer model",null,null,1]
["Stormwater","Chamber","Splitter Chamber","Manufacturer","Name of the manufacturer",null,null,1]
["Stormwater","Chamber","Splitter Chamber","Model","Name of the manufacturer model",null,null,1]
["Irrigation","Structure","Static Screen","Material","Material used to manufacture the Asset",null,"A_MTLSTR",1]
["Irrigation","Structure","Static Screen","Construction Method","Construction method used to form Asset",null,"A_MTHSTR",1]
["Irrigation","Structure","Static Screen","Length (m)","Total length of the Assset","Metres",null,1]
["Irrigation","Structure","Static Screen","Width (m)","Total Width of the Asset","Metres",null,1]
["Stockwater","Structure","Static Screen","Material","Material used to manufacture the Asset",null,"A_MTLSTR",1]
["Stockwater","Structure","Static Screen","Construction Method","Construction method used to form Asset",null,"A_MTHSTR",1]
["Stockwater","Structure","Static Screen","Length (m)","Total length of the Assset","Metres",null,1]
["Stockwater","Structure","Static Screen","Width (m)","Total Width of the Asset","Metres",null,1]
["Stormwater","Structure","Static Screen","Material","Material used to manufacture the Asset",null,"A_MTLSTR",1]
["Stormwater","Structure","Static Screen","Construction Method","Construction method used to form Asset",null,"A_MTHSTR",1]
["Stormwater","Structure","Static Screen","Length (m)","Total length of the Assset","Metres",null,1]
["Stormwater","Structure","Static Screen","Width (m)","Total Width of the Asset","Metres",null,1]
["Water Supply","Structure","Static Screen","Material","Material used to manufacture the Asset",null,"A_MTLSTR",1]
["Water Supply","Structure","Static Screen","Construction Method","Construction method used to form Asset",null,"A_MTHSTR",1]
["Water Supply","Structure","Static Screen","Length (m)","Total length of the Assset","Metres",null,1]
["Water Supply","Structure","Static Screen","Width (m)","Total Width of the Asset","Metres",null,1]
["Wastewater","Structure","Static Screen","Material","Material used to manufacture the Asset",null,"A_MTLSTR",1]
["Wastewater","Structure","Static Screen","Construction Method","Construction method used to form Asset",null,"A_MTHSTR",1]
["Wastewater","Structure","Static Screen","Length (m)","Total length of the Assset","Metres",null,1]
["Wastewater","Structure","Static Screen","Width (m)","Total Width of the Asset","Metres",null,1]
["Irrigation","Service Connection","STEP Sewer Connection","Property Use","Category of Service Connection type",null,"A_USESVC",1]
["Irrigation","Service Connection","STEP Sewer Connection","Valve Type","Type of Asset that was installed",null,"A_TYPVLV",1]
["Irrigation","Service Connection","STEP Sewer Connection","Box Type","Type of containment structure used to house the Assets",null,"A_MTLBOX",1]
["Irrigation","Service Connection","STEP Sewer Connection","Diameter (mm)","Nominal diameter of the Asset (Internal diameter unless external diameter is nominated as industry standard)","Millimetres",null,1]
["Irrigation","Service Connection","STEP Sewer Connection","Isolation Valve Qty","Total quantity  of Valves used for isolation purposes","Count",null,1]
["Stockwater","Service Connection","STEP Sewer Connection","Property Use","Category of Service Connection type",null,"A_USESVC",1]
["Stockwater","Service Connection","STEP Sewer Connection","Valve Type","Type of Asset that was installed",null,"A_TYPVLV",1]
["Stockwater","Service Connection","STEP Sewer Connection","Box Type","Type of containment structure used to house the Assets",null,"A_MTLBOX",1]
["Stockwater","Service Connection","STEP Sewer Connection","Diameter (mm)","Nominal diameter of the Asset (Internal diameter unless external diameter is nominated as industry standard)","Millimetres",null,1]
["Stockwater","Service Connection","STEP Sewer Connection","Isolation Valve Qty","Total quantity  of Valves used for isolation purposes","Count",null,1]
["Stormwater","Service Connection","STEP Sewer Connection","Property Use","Category of Service Connection type",null,"A_USESVC",1]
["Stormwater","Service Connection","STEP Sewer Connection","Valve Type","Type of Asset that was installed",null,"A_TYPVLV",1]
["Stormwater","Service Connection","STEP Sewer Connection","Box Type","Type of containment structure used to house the Assets",null,"A_MTLBOX",1]
["Stormwater","Service Connection","STEP Sewer Connection","Diameter (mm)","Nominal diameter of the Asset (Internal diameter unless external diameter is nominated as industry standard)","Millimetres",null,1]
["Stormwater","Service Connection","STEP Sewer Connection","Isolation Valve Qty","Total quantity  of Valves used for isolation purposes","Count",null,1]
["Water Supply","Service Connection","STEP Sewer Connection","Property Use","Category of Service Connection type",null,"A_USESVC",1]
["Water Supply","Service Connection","STEP Sewer Connection","Valve Type","Type of Asset that was installed",null,"A_TYPVLV",1]
["Water Supply","Service Connection","STEP Sewer Connection","Box Type","Type of containment structure used to house the Assets",null,"A_MTLBOX",1]
["Water Supply","Service Connection","STEP Sewer Connection","Diameter (mm)","Nominal diameter of the Asset (Internal diameter unless external diameter is nominated as industry standard)","Millimetres",null,1]
["Water Supply","Service Connection","STEP Sewer Connection","Isolation Valve Qty","Total quantity  of Valves used for isolation purposes","Count",null,1]
["Wastewater","Service Connection","STEP Sewer Connection","Property Use","Category of Service Connection type",null,"A_USESVC",1]
["Wastewater","Service Connection","STEP Sewer Connection","Valve Type","Type of Asset that was installed",null,"A_TYPVLV",1]
["Wastewater","Service Connection","STEP Sewer Connection","Box Type","Type of containment structure used to house the Assets",null,"A_MTLBOX",1]
["Wastewater","Service Connection","STEP Sewer Connection","Diameter (mm)","Nominal diameter of the Asset (Internal diameter unless external diameter is nominated as industry standard)","Millimetres",null,1]
["Wastewater","Service Connection","STEP Sewer Connection","Isolation Valve Qty","Total quantity  of Valves used for isolation purposes","Count",null,1]
["Irrigation","Structure","Steps","Material","Material used to manufacture the Asset",null,"A_MTLSTR",1]
["Irrigation","Structure","Steps","Construction Method","Construction method used to form Asset",null,"A_MTHSTR",1]
["Irrigation","Structure","Steps","Length (m)","Total length of the Assset","Metres",null,1]
["Irrigation","Structure","Steps","Width (m)","Total Width of the Asset","Metres",null,1]
["Irrigation","Structure","Steps","Height (m)","Total height of the Asset (above ground)","Metres",null,1]
["Stockwater","Structure","Steps","Material","Material used to manufacture the Asset",null,"A_MTLSTR",1]
["Stockwater","Structure","Steps","Construction Method","Construction method used to form Asset",null,"A_MTHSTR",1]
["Stockwater","Structure","Steps","Length (m)","Total length of the Assset","Metres",null,1]
["Stockwater","Structure","Steps","Width (m)","Total Width of the Asset","Metres",null,1]
["Stockwater","Structure","Steps","Height (m)","Total height of the Asset (above ground)","Metres",null,1]
["Stormwater","Structure","Steps","Material","Material used to manufacture the Asset",null,"A_MTLSTR",1]
["Stormwater","Structure","Steps","Construction Method","Construction method used to form Asset",null,"A_MTHSTR",1]
["Stormwater","Structure","Steps","Length (m)","Total length of the Assset","Metres",null,1]
["Stormwater","Structure","Steps","Width (m)","Total Width of the Asset","Metres",null,1]
["Stormwater","Structure","Steps","Height (m)","Total height of the Asset (above ground)","Metres",null,1]
["Water Supply","Structure","Steps","Material","Material used to manufacture the Asset",null,"A_MTLSTR",1]
["Water Supply","Structure","Steps","Construction Method","Construction method used to form Asset",null,"A_MTHSTR",1]
["Water Supply","Structure","Steps","Length (m)","Total length of the Assset","Metres",null,1]
["Water Supply","Structure","Steps","Width (m)","Total Width of the Asset","Metres",null,1]
["Water Supply","Structure","Steps","Height (m)","Total height of the Asset (above ground)","Metres",null,1]
["Wastewater","Structure","Steps","Material","Material used to manufacture the Asset",null,"A_MTLSTR",1]
["Wastewater","Structure","Steps","Construction Method","Construction method used to form Asset",null,"A_MTHSTR",1]
["Wastewater","Structure","Steps","Length (m)","Total length of the Assset","Metres",null,1]
["Wastewater","Structure","Steps","Width (m)","Total Width of the Asset","Metres",null,1]
["Wastewater","Structure","Steps","Height (m)","Total height of the Asset (above ground)","Metres",null,1]
["Irrigation","Service Connection","Stockwater Connection","Property Use","Category of Service Connection type",null,"A_USESVC",1]
["Irrigation","Service Connection","Stockwater Connection","Race Permit Number","Permit Number allocated for connecting to supply (Classes Stockwater and Irrigation only)",null,null,1]
["Stockwater","Service Connection","Stockwater Connection","Property Use","Category of Service Connection type",null,"A_USESVC",1]
["Stockwater","Service Connection","Stockwater Connection","Race Permit Number","Permit Number allocated for connecting to supply (Classes Stockwater and Irrigation only)",null,null,1]
["Stormwater","Service Connection","Stockwater Connection","Property Use","Category of Service Connection type",null,"A_USESVC",1]
["Stormwater","Service Connection","Stockwater Connection","Race Permit Number","Permit Number allocated for connecting to supply (Classes Stockwater and Irrigation only)",null,null,1]
["Water Supply","Service Connection","Stockwater Connection","Property Use","Category of Service Connection type",null,"A_USESVC",1]
["Water Supply","Service Connection","Stockwater Connection","Race Permit Number","Permit Number allocated for connecting to supply (Classes Stockwater and Irrigation only)",null,null,1]
["Wastewater","Service Connection","Stockwater Connection","Property Use","Category of Service Connection type",null,"A_USESVC",1]
["Wastewater","Service Connection","Stockwater Connection","Race Permit Number","Permit Number allocated for connecting to supply (Classes Stockwater and Irrigation only)",null,null,1]
["Irrigation","Basin","Storage Basin","Lining Material","Lining Material used to line the base or sides of the Storage System",null,"A_MTLLIN",1]
["Irrigation","Basin","Storage Basin","Base Length (m)","Base Length of the Storage System","Metres",null,1]
["Irrigation","Basin","Storage Basin","Base Width (m)","Base Width of the Storage System","Metres",null,1]
["Irrigation","Basin","Storage Basin","Base Area (m2)","Base Area of the Storage System","Square metres",null,1]
["Irrigation","Basin","Storage Basin","Volume (m3)","Volume of the Storage System at full capacity","Cubic metres",null,1]
["Irrigation","Basin","Storage Basin","Top RL (m)","Level at the top of the  Storage System (in terms of a R.L)","Metres",null,1]
["Irrigation","Basin","Storage Basin","Base RL (m)","Level at the base of Storage System (in terms of a R.L)","Metres",null,1]
["Irrigation","Basin","Storage Basin","Overflow RL (m)","Level of the Storage System at its breach point (in terms of a R.L)","Metres",null,1]
["Stockwater","Basin","Storage Basin","Lining Material","Lining Material used to line the base or sides of the Storage System",null,"A_MTLLIN",1]
["Stockwater","Basin","Storage Basin","Base Length (m)","Base Length of the Storage System","Metres",null,1]
["Stockwater","Basin","Storage Basin","Base Width (m)","Base Width of the Storage System","Metres",null,1]
["Stockwater","Basin","Storage Basin","Base Area (m2)","Base Area of the Storage System","Square metres",null,1]
["Stockwater","Basin","Storage Basin","Volume (m3)","Volume of the Storage System at full capacity","Cubic metres",null,1]
["Stockwater","Basin","Storage Basin","Top RL (m)","Level at the top of the  Storage System (in terms of a R.L)","Metres",null,1]
["Stockwater","Basin","Storage Basin","Base RL (m)","Level at the base of Storage System (in terms of a R.L)","Metres",null,1]
["Stockwater","Basin","Storage Basin","Overflow RL (m)","Level of the Storage System at its breach point (in terms of a R.L)","Metres",null,1]
["Stormwater","Basin","Storage Basin","Lining Material","Lining Material used to line the base or sides of the Storage System",null,"A_MTLLIN",1]
["Stormwater","Basin","Storage Basin","Base Length (m)","Base Length of the Storage System","Metres",null,1]
["Stormwater","Basin","Storage Basin","Base Width (m)","Base Width of the Storage System","Metres",null,1]
["Stormwater","Basin","Storage Basin","Base Area (m2)","Base Area of the Storage System","Square metres",null,1]
["Stormwater","Basin","Storage Basin","Volume (m3)","Volume of the Storage System at full capacity","Cubic metres",null,1]
["Stormwater","Basin","Storage Basin","Top RL (m)","Level at the top of the  Storage System (in terms of a R.L)","Metres",null,1]
["Stormwater","Basin","Storage Basin","Base RL (m)","Level at the base of Storage System (in terms of a R.L)","Metres",null,1]
["Stormwater","Basin","Storage Basin","Overflow RL (m)","Level of the Storage System at its breach point (in terms of a R.L)","Metres",null,1]
["Water Supply","Basin","Storage Basin","Lining Material","Lining Material used to line the base or sides of the Storage System",null,"A_MTLLIN",1]
["Water Supply","Basin","Storage Basin","Base Length (m)","Base Length of the Storage System","Metres",null,1]
["Water Supply","Basin","Storage Basin","Base Width (m)","Base Width of the Storage System","Metres",null,1]
["Water Supply","Basin","Storage Basin","Base Area (m2)","Base Area of the Storage System","Square metres",null,1]
["Water Supply","Basin","Storage Basin","Volume (m3)","Volume of the Storage System at full capacity","Cubic metres",null,1]
["Water Supply","Basin","Storage Basin","Top RL (m)","Level at the top of the  Storage System (in terms of a R.L)","Metres",null,1]
["Water Supply","Basin","Storage Basin","Base RL (m)","Level at the base of Storage System (in terms of a R.L)","Metres",null,1]
["Water Supply","Basin","Storage Basin","Overflow RL (m)","Level of the Storage System at its breach point (in terms of a R.L)","Metres",null,1]
["Wastewater","Basin","Storage Basin","Lining Material","Lining Material used to line the base or sides of the Storage System",null,"A_MTLLIN",1]
["Wastewater","Basin","Storage Basin","Base Length (m)","Base Length of the Storage System","Metres",null,1]
["Wastewater","Basin","Storage Basin","Base Width (m)","Base Width of the Storage System","Metres",null,1]
["Wastewater","Basin","Storage Basin","Base Area (m2)","Base Area of the Storage System","Square metres",null,1]
["Wastewater","Basin","Storage Basin","Volume (m3)","Volume of the Storage System at full capacity","Cubic metres",null,1]
["Wastewater","Basin","Storage Basin","Top RL (m)","Level at the top of the  Storage System (in terms of a R.L)","Metres",null,1]
["Wastewater","Basin","Storage Basin","Base RL (m)","Level at the base of Storage System (in terms of a R.L)","Metres",null,1]
["Wastewater","Basin","Storage Basin","Overflow RL (m)","Level of the Storage System at its breach point (in terms of a R.L)","Metres",null,1]
["Irrigation","Tank","Stormwater Tank","Material","Material used to manufacture the Asset",null,"A_MTLTNK",1]
["Irrigation","Tank","Stormwater Tank","Construction Method","Construction method used to form the Asset",null,"A_MTHSTR",1]
["Irrigation","Tank","Stormwater Tank","Tank Shape","External shape of the Asset",null,"A_SHPTNK",1]
["Irrigation","Tank","Stormwater Tank","Lid Type","Category of  Lid Type installed",null,"A_TYPLID",1]
["Irrigation","Tank","Stormwater Tank","Lid Material","Material used to manufacture the Asset",null,"A_MTLLID",1]
["Irrigation","Tank","Stormwater Tank","Lid Shape","Physical shape of the Asset",null,"A_SHPLID",1]
["Irrigation","Tank","Stormwater Tank","Lid Fixing","Fixing mechanism used to secure the Asset in place",null,"A_FIXLID",1]
["Irrigation","Tank","Stormwater Tank","Lid Security","Security measures to prevent accessibility into the Asset",null,"A_SCRLID",1]
["Irrigation","Tank","Stormwater Tank","Diameter (m)","External diameter of the Asset (if not rectangular)","Metres",null,1]
["Irrigation","Tank","Stormwater Tank","Length (m)","Total external length of the Asset (if not circular)","Metres",null,1]
["Irrigation","Tank","Stormwater Tank","Width (m)","Total external Width of the Asset (if not circular)","Metres",null,1]
["Irrigation","Tank","Stormwater Tank","Height (m)","Total external Height of the Asset","Metres",null,1]
["Irrigation","Tank","Stormwater Tank","Volume (m3)","Total capacity of available storage the Asset","Cubic metres",null,1]
["Irrigation","Tank","Stormwater Tank","Floor RL (m)","Level of the Internal Base (in terms of a R.L)","Metres",null,1]
["Irrigation","Tank","Stormwater Tank","Inlet RL (m)","Level of the Pipe Inlet (in terms of a R.L)","Metres",null,1]
["Irrigation","Tank","Stormwater Tank","Overflow RL (m)","Level of the Pipe Outlet overflow (in terms of a R.L)","Metres",null,1]
["Stockwater","Tank","Stormwater Tank","Material","Material used to manufacture the Asset",null,"A_MTLTNK",1]
["Stockwater","Tank","Stormwater Tank","Construction Method","Construction method used to form the Asset",null,"A_MTHSTR",1]
["Stockwater","Tank","Stormwater Tank","Tank Shape","External shape of the Asset",null,"A_SHPTNK",1]
["Stockwater","Tank","Stormwater Tank","Lid Type","Category of  Lid Type installed",null,"A_TYPLID",1]
["Stockwater","Tank","Stormwater Tank","Lid Material","Material used to manufacture the Asset",null,"A_MTLLID",1]
["Stockwater","Tank","Stormwater Tank","Lid Shape","Physical shape of the Asset",null,"A_SHPLID",1]
["Stockwater","Tank","Stormwater Tank","Lid Fixing","Fixing mechanism used to secure the Asset in place",null,"A_FIXLID",1]
["Stockwater","Tank","Stormwater Tank","Lid Security","Security measures to prevent accessibility into the Asset",null,"A_SCRLID",1]
["Stockwater","Tank","Stormwater Tank","Diameter (m)","External diameter of the Asset (if not rectangular)","Metres",null,1]
["Stockwater","Tank","Stormwater Tank","Length (m)","Total external length of the Asset (if not circular)","Metres",null,1]
["Stockwater","Tank","Stormwater Tank","Width (m)","Total external Width of the Asset (if not circular)","Metres",null,1]
["Stockwater","Tank","Stormwater Tank","Height (m)","Total external Height of the Asset","Metres",null,1]
["Stockwater","Tank","Stormwater Tank","Volume (m3)","Total capacity of available storage the Asset","Cubic metres",null,1]
["Stockwater","Tank","Stormwater Tank","Floor RL (m)","Level of the Internal Base (in terms of a R.L)","Metres",null,1]
["Stockwater","Tank","Stormwater Tank","Inlet RL (m)","Level of the Pipe Inlet (in terms of a R.L)","Metres",null,1]
["Stockwater","Tank","Stormwater Tank","Overflow RL (m)","Level of the Pipe Outlet overflow (in terms of a R.L)","Metres",null,1]
["Stormwater","Tank","Stormwater Tank","Material","Material used to manufacture the Asset",null,"A_MTLTNK",1]
["Stormwater","Tank","Stormwater Tank","Construction Method","Construction method used to form the Asset",null,"A_MTHSTR",1]
["Stormwater","Tank","Stormwater Tank","Tank Shape","External shape of the Asset",null,"A_SHPTNK",1]
["Stormwater","Tank","Stormwater Tank","Lid Type","Category of  Lid Type installed",null,"A_TYPLID",1]
["Stormwater","Tank","Stormwater Tank","Lid Material","Material used to manufacture the Asset",null,"A_MTLLID",1]
["Stormwater","Tank","Stormwater Tank","Lid Shape","Physical shape of the Asset",null,"A_SHPLID",1]
["Stormwater","Tank","Stormwater Tank","Lid Fixing","Fixing mechanism used to secure the Asset in place",null,"A_FIXLID",1]
["Stormwater","Tank","Stormwater Tank","Lid Security","Security measures to prevent accessibility into the Asset",null,"A_SCRLID",1]
["Stormwater","Tank","Stormwater Tank","Diameter (m)","External diameter of the Asset (if not rectangular)","Metres",null,1]
["Stormwater","Tank","Stormwater Tank","Length (m)","Total external length of the Asset (if not circular)","Metres",null,1]
["Stormwater","Tank","Stormwater Tank","Width (m)","Total external Width of the Asset (if not circular)","Metres",null,1]
["Stormwater","Tank","Stormwater Tank","Height (m)","Total external Height of the Asset","Metres",null,1]
["Stormwater","Tank","Stormwater Tank","Volume (m3)","Total capacity of available storage the Asset","Cubic metres",null,1]
["Stormwater","Tank","Stormwater Tank","Floor RL (m)","Level of the Internal Base (in terms of a R.L)","Metres",null,1]
["Stormwater","Tank","Stormwater Tank","Inlet RL (m)","Level of the Pipe Inlet (in terms of a R.L)","Metres",null,1]
["Stormwater","Tank","Stormwater Tank","Overflow RL (m)","Level of the Pipe Outlet overflow (in terms of a R.L)","Metres",null,1]
["Water Supply","Tank","Stormwater Tank","Material","Material used to manufacture the Asset",null,"A_MTLTNK",1]
["Water Supply","Tank","Stormwater Tank","Construction Method","Construction method used to form the Asset",null,"A_MTHSTR",1]
["Water Supply","Tank","Stormwater Tank","Tank Shape","External shape of the Asset",null,"A_SHPTNK",1]
["Water Supply","Tank","Stormwater Tank","Lid Type","Category of  Lid Type installed",null,"A_TYPLID",1]
["Water Supply","Tank","Stormwater Tank","Lid Material","Material used to manufacture the Asset",null,"A_MTLLID",1]
["Water Supply","Tank","Stormwater Tank","Lid Shape","Physical shape of the Asset",null,"A_SHPLID",1]
["Water Supply","Tank","Stormwater Tank","Lid Fixing","Fixing mechanism used to secure the Asset in place",null,"A_FIXLID",1]
["Water Supply","Tank","Stormwater Tank","Lid Security","Security measures to prevent accessibility into the Asset",null,"A_SCRLID",1]
["Water Supply","Tank","Stormwater Tank","Diameter (m)","External diameter of the Asset (if not rectangular)","Metres",null,1]
["Water Supply","Tank","Stormwater Tank","Length (m)","Total external length of the Asset (if not circular)","Metres",null,1]
["Water Supply","Tank","Stormwater Tank","Width (m)","Total external Width of the Asset (if not circular)","Metres",null,1]
["Water Supply","Tank","Stormwater Tank","Height (m)","Total external Height of the Asset","Metres",null,1]
["Water Supply","Tank","Stormwater Tank","Volume (m3)","Total capacity of available storage the Asset","Cubic metres",null,1]
["Water Supply","Tank","Stormwater Tank","Floor RL (m)","Level of the Internal Base (in terms of a R.L)","Metres",null,1]
["Water Supply","Tank","Stormwater Tank","Inlet RL (m)","Level of the Pipe Inlet (in terms of a R.L)","Metres",null,1]
["Water Supply","Tank","Stormwater Tank","Overflow RL (m)","Level of the Pipe Outlet overflow (in terms of a R.L)","Metres",null,1]
["Wastewater","Tank","Stormwater Tank","Material","Material used to manufacture the Asset",null,"A_MTLTNK",1]
["Wastewater","Tank","Stormwater Tank","Construction Method","Construction method used to form the Asset",null,"A_MTHSTR",1]
["Wastewater","Tank","Stormwater Tank","Tank Shape","External shape of the Asset",null,"A_SHPTNK",1]
["Wastewater","Tank","Stormwater Tank","Lid Type","Category of  Lid Type installed",null,"A_TYPLID",1]
["Wastewater","Tank","Stormwater Tank","Lid Material","Material used to manufacture the Asset",null,"A_MTLLID",1]
["Wastewater","Tank","Stormwater Tank","Lid Shape","Physical shape of the Asset",null,"A_SHPLID",1]
["Wastewater","Tank","Stormwater Tank","Lid Fixing","Fixing mechanism used to secure the Asset in place",null,"A_FIXLID",1]
["Wastewater","Tank","Stormwater Tank","Lid Security","Security measures to prevent accessibility into the Asset",null,"A_SCRLID",1]
["Wastewater","Tank","Stormwater Tank","Diameter (m)","External diameter of the Asset (if not rectangular)","Metres",null,1]
["Wastewater","Tank","Stormwater Tank","Length (m)","Total external length of the Asset (if not circular)","Metres",null,1]
["Wastewater","Tank","Stormwater Tank","Width (m)","Total external Width of the Asset (if not circular)","Metres",null,1]
["Wastewater","Tank","Stormwater Tank","Height (m)","Total external Height of the Asset","Metres",null,1]
["Wastewater","Tank","Stormwater Tank","Volume (m3)","Total capacity of available storage the Asset","Cubic metres",null,1]
["Wastewater","Tank","Stormwater Tank","Floor RL (m)","Level of the Internal Base (in terms of a R.L)","Metres",null,1]
["Wastewater","Tank","Stormwater Tank","Inlet RL (m)","Level of the Pipe Inlet (in terms of a R.L)","Metres",null,1]
["Wastewater","Tank","Stormwater Tank","Overflow RL (m)","Level of the Pipe Outlet overflow (in terms of a R.L)","Metres",null,1]
["Water Supply","Tank","Stormwater Tank","Manufacturer","Name of the manufacturer",null,null,1]
["Water Supply","Tank","Stormwater Tank","Model","Name of the manufacturer model",null,null,1]
["Stormwater","Tank","Stormwater Tank","Manufacturer","Name of the manufacturer",null,null,1]
["Stormwater","Tank","Stormwater Tank","Model","Name of the manufacturer model",null,null,1]
["Wastewater","Tank","Stormwater Tank","Manufacturer","Name of the manufacturer",null,null,1]
["Wastewater","Tank","Stormwater Tank","Model","Name of the manufacturer model",null,null,1]
["Stockwater","Tank","Stormwater Tank","Manufacturer","Name of the manufacturer",null,null,1]
["Stockwater","Tank","Stormwater Tank","Model","Name of the manufacturer model",null,null,1]
["Irrigation","Tank","Stormwater Tank","Manufacturer","Name of the manufacturer",null,null,1]
["Irrigation","Tank","Stormwater Tank","Model","Name of the manufacturer model",null,null,1]
["Irrigation","Pipe","Subsoil Drain","Material","Material used to manufacture the Asset",null,"A_MTLPIP",1]
["Irrigation","Pipe","Subsoil Drain","Installation Method","Construction method used to form the Asset",null,"A_MTHPIP",1]
["Irrigation","Pipe","Subsoil Drain","Locality","Physical location of the Asset ",null,"A_POSVRS",1]
["Irrigation","Pipe","Subsoil Drain","Bedding Type","Material used to bed the Asset on",null,"A_MTLBED",1]
["Irrigation","Pipe","Subsoil Drain","Diameter (mm)","Nominal diameter of the Asset (Internal diameter unless external diameter is nominated as industry standard)","Millimetres",null,1]
["Irrigation","Pipe","Subsoil Drain","Length (m)","Total lineal length of the Asset","Metres",null,1]
["Stockwater","Pipe","Subsoil Drain","Material","Material used to manufacture the Asset",null,"A_MTLPIP",1]
["Stockwater","Pipe","Subsoil Drain","Installation Method","Construction method used to form the Asset",null,"A_MTHPIP",1]
["Stockwater","Pipe","Subsoil Drain","Locality","Physical location of the Asset ",null,"A_POSVRS",1]
["Stockwater","Pipe","Subsoil Drain","Bedding Type","Material used to bed the Asset on",null,"A_MTLBED",1]
["Stockwater","Pipe","Subsoil Drain","Diameter (mm)","Nominal diameter of the Asset (Internal diameter unless external diameter is nominated as industry standard)","Millimetres",null,1]
["Stockwater","Pipe","Subsoil Drain","Length (m)","Total lineal length of the Asset","Metres",null,1]
["Stormwater","Pipe","Subsoil Drain","Material","Material used to manufacture the Asset",null,"A_MTLPIP",1]
["Stormwater","Pipe","Subsoil Drain","Installation Method","Construction method used to form the Asset",null,"A_MTHPIP",1]
["Stormwater","Pipe","Subsoil Drain","Locality","Physical location of the Asset ",null,"A_POSVRS",1]
["Stormwater","Pipe","Subsoil Drain","Bedding Type","Material used to bed the Asset on",null,"A_MTLBED",1]
["Stormwater","Pipe","Subsoil Drain","Diameter (mm)","Nominal diameter of the Asset (Internal diameter unless external diameter is nominated as industry standard)","Millimetres",null,1]
["Stormwater","Pipe","Subsoil Drain","Length (m)","Total lineal length of the Asset","Metres",null,1]
["Water Supply","Pipe","Subsoil Drain","Material","Material used to manufacture the Asset",null,"A_MTLPIP",1]
["Water Supply","Pipe","Subsoil Drain","Installation Method","Construction method used to form the Asset",null,"A_MTHPIP",1]
["Water Supply","Pipe","Subsoil Drain","Locality","Physical location of the Asset ",null,"A_POSVRS",1]
["Water Supply","Pipe","Subsoil Drain","Bedding Type","Material used to bed the Asset on",null,"A_MTLBED",1]
["Water Supply","Pipe","Subsoil Drain","Diameter (mm)","Nominal diameter of the Asset (Internal diameter unless external diameter is nominated as industry standard)","Millimetres",null,1]
["Water Supply","Pipe","Subsoil Drain","Length (m)","Total lineal length of the Asset","Metres",null,1]
["Wastewater","Pipe","Subsoil Drain","Material","Material used to manufacture the Asset",null,"A_MTLPIP",1]
["Wastewater","Pipe","Subsoil Drain","Installation Method","Construction method used to form the Asset",null,"A_MTHPIP",1]
["Wastewater","Pipe","Subsoil Drain","Locality","Physical location of the Asset ",null,"A_POSVRS",1]
["Wastewater","Pipe","Subsoil Drain","Bedding Type","Material used to bed the Asset on",null,"A_MTLBED",1]
["Wastewater","Pipe","Subsoil Drain","Diameter (mm)","Nominal diameter of the Asset (Internal diameter unless external diameter is nominated as industry standard)","Millimetres",null,1]
["Wastewater","Pipe","Subsoil Drain","Length (m)","Total lineal length of the Asset","Metres",null,1]
["Water Supply","Pipe","Subsoil Drain","Manufacturer","Name of the manufacturer",null,null,1]
["Stormwater","Pipe","Subsoil Drain","Manufacturer","Name of the manufacturer",null,null,1]
["Wastewater","Pipe","Subsoil Drain","Manufacturer","Name of the manufacturer",null,null,1]
["Stockwater","Pipe","Subsoil Drain","Manufacturer","Name of the manufacturer",null,null,1]
["Irrigation","Pipe","Subsoil Drain","Manufacturer","Name of the manufacturer",null,null,1]
["Irrigation","Chamber","Sump","Material","Material used to manufacture the Asset",null,"A_MTLTNK",1]
["Irrigation","Chamber","Sump","Construction Method","Construction method used to form the Asset",null,"A_MTHSTR",1]
["Irrigation","Chamber","Sump","Chamber Shape","Preformed shape of the Asset",null,"A_SHPCMB",1]
["Irrigation","Chamber","Sump","Lid Type","Asset category type",null,"A_TYPLID",1]
["Irrigation","Chamber","Sump","Lid Material","Material used to manufacture the Asset",null,"A_MTLLID",1]
["Irrigation","Chamber","Sump","Lid Shape","Physical shape of the Asset",null,"A_SHPLID",1]
["Irrigation","Chamber","Sump","Lid Fixing","Fixing mechanism used to secure the Asset",null,"A_FIXLID",1]
["Irrigation","Chamber","Sump","Lid Security","Security measures to prevent accessibility into the Asset",null,"A_SCRLID",1]
["Irrigation","Chamber","Sump","Lid Class","Weight Classification Category designated for the required trafficking on the Asset",null,"A_CLSLID",1]
["Irrigation","Chamber","Sump","Sump Type","Sump inlet type: Single, Double, Corner etc",null,"A_TYPSMP",1]
["Irrigation","Chamber","Sump","Sump Filter Type",null,null,"A_TYPSMF",1]
["Irrigation","Chamber","Sump","Diameter (m)","Internal Diameter of the Asset (if not rectangular)","Metres",null,1]
["Irrigation","Chamber","Sump","Length (m)","Internal length of the Asset (if not circular)","Metres",null,1]
["Irrigation","Chamber","Sump","Width (m)","Internal Width Of The Asset (if not circular) ","Metres",null,1]
["Irrigation","Chamber","Sump","Depth (m)","Internal distance between the lid level of the Chamber and the base","Metres",null,1]
["Irrigation","Chamber","Sump","Lid RL (m)","Level of the centre of the top of the Asset (in terms of a R.L)","Metres",null,1]
["Irrigation","Chamber","Sump","Base RL (m)","Level on the internal base floor of the Asset (in terms of a R.L)","Metres",null,1]
["Irrigation","Chamber","Sump","Lid Diameter (mm)","External diameter of the Asset (if not rectangular)","Millimetres",null,1]
["Irrigation","Chamber","Sump","Lid Length (mm)","External length of the Asset (if not circular)","Millimetres",null,1]
["Irrigation","Chamber","Sump","Lid Width (mm)","External width of the Asset (if not circular)","Millimetres",null,1]
["Irrigation","Chamber","Sump","Sump Filter Count",null,"Count",null,1]
["Irrigation","Chamber","Sump","Sump Filter Model",null,null,null,1]
["Stockwater","Chamber","Sump","Material","Material used to manufacture the Asset",null,"A_MTLTNK",1]
["Stockwater","Chamber","Sump","Construction Method","Construction method used to form the Asset",null,"A_MTHSTR",1]
["Stockwater","Chamber","Sump","Chamber Shape","Preformed shape of the Asset",null,"A_SHPCMB",1]
["Stockwater","Chamber","Sump","Lid Type","Asset category type",null,"A_TYPLID",1]
["Stockwater","Chamber","Sump","Lid Material","Material used to manufacture the Asset",null,"A_MTLLID",1]
["Stockwater","Chamber","Sump","Lid Shape","Physical shape of the Asset",null,"A_SHPLID",1]
["Stockwater","Chamber","Sump","Lid Fixing","Fixing mechanism used to secure the Asset",null,"A_FIXLID",1]
["Stockwater","Chamber","Sump","Lid Security","Security measures to prevent accessibility into the Asset",null,"A_SCRLID",1]
["Stockwater","Chamber","Sump","Lid Class","Weight Classification Category designated for the required trafficking on the Asset",null,"A_CLSLID",1]
["Stockwater","Chamber","Sump","Sump Type","Sump inlet type: Single, Double, Corner etc",null,"A_TYPSMP",1]
["Stockwater","Chamber","Sump","Sump Filter Type",null,null,"A_TYPSMF",1]
["Stockwater","Chamber","Sump","Diameter (m)","Internal Diameter of the Asset (if not rectangular)","Metres",null,1]
["Stockwater","Chamber","Sump","Length (m)","Internal length of the Asset (if not circular)","Metres",null,1]
["Stockwater","Chamber","Sump","Width (m)","Internal Width Of The Asset (if not circular) ","Metres",null,1]
["Stockwater","Chamber","Sump","Depth (m)","Internal distance between the lid level of the Chamber and the base","Metres",null,1]
["Stockwater","Chamber","Sump","Lid RL (m)","Level of the centre of the top of the Asset (in terms of a R.L)","Metres",null,1]
["Stockwater","Chamber","Sump","Base RL (m)","Level on the internal base floor of the Asset (in terms of a R.L)","Metres",null,1]
["Stockwater","Chamber","Sump","Lid Diameter (mm)","External diameter of the Asset (if not rectangular)","Millimetres",null,1]
["Stockwater","Chamber","Sump","Lid Length (mm)","External length of the Asset (if not circular)","Millimetres",null,1]
["Stockwater","Chamber","Sump","Lid Width (mm)","External width of the Asset (if not circular)","Millimetres",null,1]
["Stockwater","Chamber","Sump","Sump Filter Count",null,"Count",null,1]
["Stockwater","Chamber","Sump","Sump Filter Model",null,null,null,1]
["Stormwater","Chamber","Sump","Material","Material used to manufacture the Asset",null,"A_MTLTNK",1]
["Stormwater","Chamber","Sump","Construction Method","Construction method used to form the Asset",null,"A_MTHSTR",1]
["Stormwater","Chamber","Sump","Chamber Shape","Preformed shape of the Asset",null,"A_SHPCMB",1]
["Stormwater","Chamber","Sump","Lid Type","Asset category type",null,"A_TYPLID",1]
["Stormwater","Chamber","Sump","Lid Material","Material used to manufacture the Asset",null,"A_MTLLID",1]
["Stormwater","Chamber","Sump","Lid Shape","Physical shape of the Asset",null,"A_SHPLID",1]
["Stormwater","Chamber","Sump","Lid Fixing","Fixing mechanism used to secure the Asset",null,"A_FIXLID",1]
["Stormwater","Chamber","Sump","Lid Security","Security measures to prevent accessibility into the Asset",null,"A_SCRLID",1]
["Stormwater","Chamber","Sump","Lid Class","Weight Classification Category designated for the required trafficking on the Asset",null,"A_CLSLID",1]
["Stormwater","Chamber","Sump","Sump Type","Sump inlet type: Single, Double, Corner etc",null,"A_TYPSMP",1]
["Stormwater","Chamber","Sump","Sump Filter Type",null,null,"A_TYPSMF",1]
["Stormwater","Chamber","Sump","Diameter (m)","Internal Diameter of the Asset (if not rectangular)","Metres",null,1]
["Stormwater","Chamber","Sump","Length (m)","Internal length of the Asset (if not circular)","Metres",null,1]
["Stormwater","Chamber","Sump","Width (m)","Internal Width Of The Asset (if not circular) ","Metres",null,1]
["Stormwater","Chamber","Sump","Depth (m)","Internal distance between the lid level of the Chamber and the base","Metres",null,1]
["Stormwater","Chamber","Sump","Lid RL (m)","Level of the centre of the top of the Asset (in terms of a R.L)","Metres",null,1]
["Stormwater","Chamber","Sump","Base RL (m)","Level on the internal base floor of the Asset (in terms of a R.L)","Metres",null,1]
["Stormwater","Chamber","Sump","Lid Diameter (mm)","External diameter of the Asset (if not rectangular)","Millimetres",null,1]
["Stormwater","Chamber","Sump","Lid Length (mm)","External length of the Asset (if not circular)","Millimetres",null,1]
["Stormwater","Chamber","Sump","Lid Width (mm)","External width of the Asset (if not circular)","Millimetres",null,1]
["Stormwater","Chamber","Sump","Sump Filter Count",null,"Count",null,1]
["Stormwater","Chamber","Sump","Sump Filter Model",null,null,null,1]
["Water Supply","Chamber","Sump","Material","Material used to manufacture the Asset",null,"A_MTLTNK",1]
["Water Supply","Chamber","Sump","Construction Method","Construction method used to form the Asset",null,"A_MTHSTR",1]
["Water Supply","Chamber","Sump","Chamber Shape","Preformed shape of the Asset",null,"A_SHPCMB",1]
["Water Supply","Chamber","Sump","Lid Type","Asset category type",null,"A_TYPLID",1]
["Water Supply","Chamber","Sump","Lid Material","Material used to manufacture the Asset",null,"A_MTLLID",1]
["Water Supply","Chamber","Sump","Lid Shape","Physical shape of the Asset",null,"A_SHPLID",1]
["Water Supply","Chamber","Sump","Lid Fixing","Fixing mechanism used to secure the Asset",null,"A_FIXLID",1]
["Water Supply","Chamber","Sump","Lid Security","Security measures to prevent accessibility into the Asset",null,"A_SCRLID",1]
["Water Supply","Chamber","Sump","Lid Class","Weight Classification Category designated for the required trafficking on the Asset",null,"A_CLSLID",1]
["Water Supply","Chamber","Sump","Sump Type","Sump inlet type: Single, Double, Corner etc",null,"A_TYPSMP",1]
["Water Supply","Chamber","Sump","Sump Filter Type",null,null,"A_TYPSMF",1]
["Water Supply","Chamber","Sump","Diameter (m)","Internal Diameter of the Asset (if not rectangular)","Metres",null,1]
["Water Supply","Chamber","Sump","Length (m)","Internal length of the Asset (if not circular)","Metres",null,1]
["Water Supply","Chamber","Sump","Width (m)","Internal Width Of The Asset (if not circular) ","Metres",null,1]
["Water Supply","Chamber","Sump","Depth (m)","Internal distance between the lid level of the Chamber and the base","Metres",null,1]
["Water Supply","Chamber","Sump","Lid RL (m)","Level of the centre of the top of the Asset (in terms of a R.L)","Metres",null,1]
["Water Supply","Chamber","Sump","Base RL (m)","Level on the internal base floor of the Asset (in terms of a R.L)","Metres",null,1]
["Water Supply","Chamber","Sump","Lid Diameter (mm)","External diameter of the Asset (if not rectangular)","Millimetres",null,1]
["Water Supply","Chamber","Sump","Lid Length (mm)","External length of the Asset (if not circular)","Millimetres",null,1]
["Water Supply","Chamber","Sump","Lid Width (mm)","External width of the Asset (if not circular)","Millimetres",null,1]
["Water Supply","Chamber","Sump","Sump Filter Count",null,"Count",null,1]
["Water Supply","Chamber","Sump","Sump Filter Model",null,null,null,1]
["Wastewater","Chamber","Sump","Material","Material used to manufacture the Asset",null,"A_MTLTNK",1]
["Wastewater","Chamber","Sump","Construction Method","Construction method used to form the Asset",null,"A_MTHSTR",1]
["Wastewater","Chamber","Sump","Chamber Shape","Preformed shape of the Asset",null,"A_SHPCMB",1]
["Wastewater","Chamber","Sump","Lid Type","Asset category type",null,"A_TYPLID",1]
["Wastewater","Chamber","Sump","Lid Material","Material used to manufacture the Asset",null,"A_MTLLID",1]
["Wastewater","Chamber","Sump","Lid Shape","Physical shape of the Asset",null,"A_SHPLID",1]
["Wastewater","Chamber","Sump","Lid Fixing","Fixing mechanism used to secure the Asset",null,"A_FIXLID",1]
["Wastewater","Chamber","Sump","Lid Security","Security measures to prevent accessibility into the Asset",null,"A_SCRLID",1]
["Wastewater","Chamber","Sump","Lid Class","Weight Classification Category designated for the required trafficking on the Asset",null,"A_CLSLID",1]
["Wastewater","Chamber","Sump","Sump Type","Sump inlet type: Single, Double, Corner etc",null,"A_TYPSMP",1]
["Wastewater","Chamber","Sump","Sump Filter Type",null,null,"A_TYPSMF",1]
["Wastewater","Chamber","Sump","Diameter (m)","Internal Diameter of the Asset (if not rectangular)","Metres",null,1]
["Wastewater","Chamber","Sump","Length (m)","Internal length of the Asset (if not circular)","Metres",null,1]
["Wastewater","Chamber","Sump","Width (m)","Internal Width Of The Asset (if not circular) ","Metres",null,1]
["Wastewater","Chamber","Sump","Depth (m)","Internal distance between the lid level of the Chamber and the base","Metres",null,1]
["Wastewater","Chamber","Sump","Lid RL (m)","Level of the centre of the top of the Asset (in terms of a R.L)","Metres",null,1]
["Wastewater","Chamber","Sump","Base RL (m)","Level on the internal base floor of the Asset (in terms of a R.L)","Metres",null,1]
["Wastewater","Chamber","Sump","Lid Diameter (mm)","External diameter of the Asset (if not rectangular)","Millimetres",null,1]
["Wastewater","Chamber","Sump","Lid Length (mm)","External length of the Asset (if not circular)","Millimetres",null,1]
["Wastewater","Chamber","Sump","Lid Width (mm)","External width of the Asset (if not circular)","Millimetres",null,1]
["Wastewater","Chamber","Sump","Sump Filter Count",null,"Count",null,1]
["Wastewater","Chamber","Sump","Sump Filter Model",null,null,null,1]
["Water Supply","Chamber","Sump","Manufacturer","Name of the manufacturer",null,null,1]
["Water Supply","Chamber","Sump","Model","Name of the manufacturer model",null,null,1]
["Wastewater","Chamber","Sump","Manufacturer","Name of the manufacturer",null,null,1]
["Wastewater","Chamber","Sump","Model","Name of the manufacturer model",null,null,1]
["Irrigation","Chamber","Sump","Manufacturer","Name of the manufacturer",null,null,1]
["Irrigation","Chamber","Sump","Model","Name of the manufacturer model",null,null,1]
["Stockwater","Chamber","Sump","Manufacturer","Name of the manufacturer",null,null,1]
["Stockwater","Chamber","Sump","Model","Name of the manufacturer model",null,null,1]
["Stormwater","Chamber","Sump","Manufacturer","Name of the manufacturer",null,null,1]
["Stormwater","Chamber","Sump","Model","Name of the manufacturer model",null,null,1]
["Irrigation","Pump","Sump Pump","Pump Type","The type of Asset",null,"A_TYPPMP",1]
["Irrigation","Pump","Sump Pump","Input Voltage (V)","The rated Supply Voltage","Volts","A_CLSVLT",1]
["Irrigation","Pump","Sump Pump","Design Flow (L/s)","The normal operational Flow of the Pump","Litres per second",null,1]
["Irrigation","Pump","Sump Pump","Motor Size (kW)","Parameter to define the amount of Power the Asset can produce","Kilowatts",null,1]
["Irrigation","Pump","Sump Pump","Isolation Rating (V)","Voltage at which the Asset can safely withstand with respect to operator safety","Volts",null,1]
["Stockwater","Pump","Sump Pump","Pump Type","The type of Asset",null,"A_TYPPMP",1]
["Stockwater","Pump","Sump Pump","Input Voltage (V)","The rated Supply Voltage","Volts","A_CLSVLT",1]
["Stockwater","Pump","Sump Pump","Design Flow (L/s)","The normal operational Flow of the Pump","Litres per second",null,1]
["Stockwater","Pump","Sump Pump","Motor Size (kW)","Parameter to define the amount of Power the Asset can produce","Kilowatts",null,1]
["Stockwater","Pump","Sump Pump","Isolation Rating (V)","Voltage at which the Asset can safely withstand with respect to operator safety","Volts",null,1]
["Stormwater","Pump","Sump Pump","Pump Type","The type of Asset",null,"A_TYPPMP",1]
["Stormwater","Pump","Sump Pump","Input Voltage (V)","The rated Supply Voltage","Volts","A_CLSVLT",1]
["Stormwater","Pump","Sump Pump","Design Flow (L/s)","The normal operational Flow of the Pump","Litres per second",null,1]
["Stormwater","Pump","Sump Pump","Motor Size (kW)","Parameter to define the amount of Power the Asset can produce","Kilowatts",null,1]
["Stormwater","Pump","Sump Pump","Isolation Rating (V)","Voltage at which the Asset can safely withstand with respect to operator safety","Volts",null,1]
["Water Supply","Pump","Sump Pump","Pump Type","The type of Asset",null,"A_TYPPMP",1]
["Water Supply","Pump","Sump Pump","Input Voltage (V)","The rated Supply Voltage","Volts","A_CLSVLT",1]
["Water Supply","Pump","Sump Pump","Design Flow (L/s)","The normal operational Flow of the Pump","Litres per second",null,1]
["Water Supply","Pump","Sump Pump","Motor Size (kW)","Parameter to define the amount of Power the Asset can produce","Kilowatts",null,1]
["Water Supply","Pump","Sump Pump","Isolation Rating (V)","Voltage at which the Asset can safely withstand with respect to operator safety","Volts",null,1]
["Wastewater","Pump","Sump Pump","Pump Type","The type of Asset",null,"A_TYPPMP",1]
["Wastewater","Pump","Sump Pump","Input Voltage (V)","The rated Supply Voltage","Volts","A_CLSVLT",1]
["Wastewater","Pump","Sump Pump","Design Flow (L/s)","The normal operational Flow of the Pump","Litres per second",null,1]
["Wastewater","Pump","Sump Pump","Motor Size (kW)","Parameter to define the amount of Power the Asset can produce","Kilowatts",null,1]
["Wastewater","Pump","Sump Pump","Isolation Rating (V)","Voltage at which the Asset can safely withstand with respect to operator safety","Volts",null,1]
["Water Supply","Pump","Sump Pump","Manufacturer","Name of the manufacturer",null,null,1]
["Water Supply","Pump","Sump Pump","Model","Name of the manufacturer model",null,null,1]
["Water Supply","Pump","Sump Pump","Serial Number","Identification code supplied by the manufacturer",null,null,1]
["Water Supply","Pump","Sump Pump","Warranty Expiry Date","Expiry date of the warranty period",null,null,1]
["Irrigation","Pump","Sump Pump","Manufacturer","Name of the manufacturer",null,null,1]
["Irrigation","Pump","Sump Pump","Model","Name of the manufacturer model",null,null,1]
["Irrigation","Pump","Sump Pump","Serial Number","Identification code supplied by the manufacturer",null,null,1]
["Irrigation","Pump","Sump Pump","Warranty Expiry Date","Expiry date of the warranty period",null,null,1]
["Stockwater","Pump","Sump Pump","Manufacturer","Name of the manufacturer",null,null,1]
["Stockwater","Pump","Sump Pump","Model","Name of the manufacturer model",null,null,1]
["Stockwater","Pump","Sump Pump","Serial Number","Identification code supplied by the manufacturer",null,null,1]
["Stockwater","Pump","Sump Pump","Warranty Expiry Date","Expiry date of the warranty period",null,null,1]
["Stormwater","Pump","Sump Pump","Manufacturer","Name of the manufacturer",null,null,1]
["Stormwater","Pump","Sump Pump","Model","Name of the manufacturer model",null,null,1]
["Stormwater","Pump","Sump Pump","Serial Number","Identification code supplied by the manufacturer",null,null,1]
["Stormwater","Pump","Sump Pump","Warranty Expiry Date","Expiry date of the warranty period",null,null,1]
["Wastewater","Pump","Sump Pump","Manufacturer","Name of the manufacturer",null,null,1]
["Wastewater","Pump","Sump Pump","Model","Name of the manufacturer model",null,null,1]
["Wastewater","Pump","Sump Pump","Serial Number","Identification code supplied by the manufacturer",null,null,1]
["Wastewater","Pump","Sump Pump","Warranty Expiry Date","Expiry date of the warranty period",null,null,1]
["Irrigation","Node","Support Structure","Support Type","Type of support structure in place supporting the pipe. For capturing anchors or thrust blocks",null,"A_TYPSUP",1]
["Stockwater","Node","Support Structure","Support Type","Type of support structure in place supporting the pipe. For capturing anchors or thrust blocks",null,"A_TYPSUP",1]
["Stormwater","Node","Support Structure","Support Type","Type of support structure in place supporting the pipe. For capturing anchors or thrust blocks",null,"A_TYPSUP",1]
["Water Supply","Node","Support Structure","Support Type","Type of support structure in place supporting the pipe. For capturing anchors or thrust blocks",null,"A_TYPSUP",1]
["Wastewater","Node","Support Structure","Support Type","Type of support structure in place supporting the pipe. For capturing anchors or thrust blocks",null,"A_TYPSUP",1]
["Irrigation","Pump","Surface Pump","Pump Type","The type of Asset",null,"A_TYPPMP",1]
["Irrigation","Pump","Surface Pump","Input Voltage (V)","The rated Supply Voltage","Volts","A_CLSVLT",1]
["Irrigation","Pump","Surface Pump","Drive Type","Type of Variable Speed Unit used to operate the Asset",null,"A_TYPDRV",1]
["Irrigation","Pump","Surface Pump","Design Flow (L/s)","The normal operational Flow of the Pump","Litres per second",null,1]
["Irrigation","Pump","Surface Pump","Motor Size (kW)","Parameter to define the amount of Power the Asset can produce","Kilowatts",null,1]
["Irrigation","Pump","Surface Pump","Isolation Rating (V)","Voltage at which the Asset can safely withstand with respect to operator safety","Volts",null,1]
["Irrigation","Pump","Surface Pump","Motor Manufacturer","Manufacturer name that produces or supplies the Asset",null,null,1]
["Irrigation","Pump","Surface Pump","Motor Install Date","Date the Asset was installed or replaced",null,null,1]
["Irrigation","Pump","Surface Pump","Motor Serial Number","Unique identification code of the Asset",null,null,1]
["Irrigation","Pump","Surface Pump","Design Head (kPa)","The normal operational Head of the Pump","Kilopascals",null,1]
["Irrigation","Pump","Surface Pump","Weight (kg)","Total weight of the Asset","Kilograms",null,1]
["Irrigation","Pump","Surface Pump","Current Rating (A)","Maximum Operating Current at full power","Amperes",null,1]
["Irrigation","Pump","Surface Pump","Speed (rpm)","Operating Speed under normal operation","Revolutions per minute",null,1]
["Irrigation","Pump","Surface Pump","Impellor Number","Unique identification code of the Asset",null,null,1]
["Stockwater","Pump","Surface Pump","Pump Type","The type of Asset",null,"A_TYPPMP",1]
["Stockwater","Pump","Surface Pump","Input Voltage (V)","The rated Supply Voltage","Volts","A_CLSVLT",1]
["Stockwater","Pump","Surface Pump","Drive Type","Type of Variable Speed Unit used to operate the Asset",null,"A_TYPDRV",1]
["Stockwater","Pump","Surface Pump","Design Flow (L/s)","The normal operational Flow of the Pump","Litres per second",null,1]
["Stockwater","Pump","Surface Pump","Motor Size (kW)","Parameter to define the amount of Power the Asset can produce","Kilowatts",null,1]
["Stockwater","Pump","Surface Pump","Isolation Rating (V)","Voltage at which the Asset can safely withstand with respect to operator safety","Volts",null,1]
["Stockwater","Pump","Surface Pump","Motor Manufacturer","Manufacturer name that produces or supplies the Asset",null,null,1]
["Stockwater","Pump","Surface Pump","Motor Install Date","Date the Asset was installed or replaced",null,null,1]
["Stockwater","Pump","Surface Pump","Motor Serial Number","Unique identification code of the Asset",null,null,1]
["Stockwater","Pump","Surface Pump","Design Head (kPa)","The normal operational Head of the Pump","Kilopascals",null,1]
["Stockwater","Pump","Surface Pump","Weight (kg)","Total weight of the Asset","Kilograms",null,1]
["Stockwater","Pump","Surface Pump","Current Rating (A)","Maximum Operating Current at full power","Amperes",null,1]
["Stockwater","Pump","Surface Pump","Speed (rpm)","Operating Speed under normal operation","Revolutions per minute",null,1]
["Stockwater","Pump","Surface Pump","Impellor Number","Unique identification code of the Asset",null,null,1]
["Stormwater","Pump","Surface Pump","Pump Type","The type of Asset",null,"A_TYPPMP",1]
["Stormwater","Pump","Surface Pump","Input Voltage (V)","The rated Supply Voltage","Volts","A_CLSVLT",1]
["Stormwater","Pump","Surface Pump","Drive Type","Type of Variable Speed Unit used to operate the Asset",null,"A_TYPDRV",1]
["Stormwater","Pump","Surface Pump","Design Flow (L/s)","The normal operational Flow of the Pump","Litres per second",null,1]
["Stormwater","Pump","Surface Pump","Motor Size (kW)","Parameter to define the amount of Power the Asset can produce","Kilowatts",null,1]
["Stormwater","Pump","Surface Pump","Isolation Rating (V)","Voltage at which the Asset can safely withstand with respect to operator safety","Volts",null,1]
["Stormwater","Pump","Surface Pump","Motor Manufacturer","Manufacturer name that produces or supplies the Asset",null,null,1]
["Stormwater","Pump","Surface Pump","Motor Install Date","Date the Asset was installed or replaced",null,null,1]
["Stormwater","Pump","Surface Pump","Motor Serial Number","Unique identification code of the Asset",null,null,1]
["Stormwater","Pump","Surface Pump","Design Head (kPa)","The normal operational Head of the Pump","Kilopascals",null,1]
["Stormwater","Pump","Surface Pump","Weight (kg)","Total weight of the Asset","Kilograms",null,1]
["Stormwater","Pump","Surface Pump","Current Rating (A)","Maximum Operating Current at full power","Amperes",null,1]
["Stormwater","Pump","Surface Pump","Speed (rpm)","Operating Speed under normal operation","Revolutions per minute",null,1]
["Stormwater","Pump","Surface Pump","Impellor Number","Unique identification code of the Asset",null,null,1]
["Water Supply","Pump","Surface Pump","Pump Type","The type of Asset",null,"A_TYPPMP",1]
["Water Supply","Pump","Surface Pump","Input Voltage (V)","The rated Supply Voltage","Volts","A_CLSVLT",1]
["Water Supply","Pump","Surface Pump","Drive Type","Type of Variable Speed Unit used to operate the Asset",null,"A_TYPDRV",1]
["Water Supply","Pump","Surface Pump","Design Flow (L/s)","The normal operational Flow of the Pump","Litres per second",null,1]
["Water Supply","Pump","Surface Pump","Motor Size (kW)","Parameter to define the amount of Power the Asset can produce","Kilowatts",null,1]
["Water Supply","Pump","Surface Pump","Isolation Rating (V)","Voltage at which the Asset can safely withstand with respect to operator safety","Volts",null,1]
["Water Supply","Pump","Surface Pump","Motor Manufacturer","Manufacturer name that produces or supplies the Asset",null,null,1]
["Water Supply","Pump","Surface Pump","Motor Install Date","Date the Asset was installed or replaced",null,null,1]
["Water Supply","Pump","Surface Pump","Motor Serial Number","Unique identification code of the Asset",null,null,1]
["Water Supply","Pump","Surface Pump","Design Head (kPa)","The normal operational Head of the Pump","Kilopascals",null,1]
["Water Supply","Pump","Surface Pump","Weight (kg)","Total weight of the Asset","Kilograms",null,1]
["Water Supply","Pump","Surface Pump","Current Rating (A)","Maximum Operating Current at full power","Amperes",null,1]
["Water Supply","Pump","Surface Pump","Speed (rpm)","Operating Speed under normal operation","Revolutions per minute",null,1]
["Water Supply","Pump","Surface Pump","Impellor Number","Unique identification code of the Asset",null,null,1]
["Wastewater","Pump","Surface Pump","Pump Type","The type of Asset",null,"A_TYPPMP",1]
["Wastewater","Pump","Surface Pump","Input Voltage (V)","The rated Supply Voltage","Volts","A_CLSVLT",1]
["Wastewater","Pump","Surface Pump","Drive Type","Type of Variable Speed Unit used to operate the Asset",null,"A_TYPDRV",1]
["Wastewater","Pump","Surface Pump","Design Flow (L/s)","The normal operational Flow of the Pump","Litres per second",null,1]
["Wastewater","Pump","Surface Pump","Motor Size (kW)","Parameter to define the amount of Power the Asset can produce","Kilowatts",null,1]
["Wastewater","Pump","Surface Pump","Isolation Rating (V)","Voltage at which the Asset can safely withstand with respect to operator safety","Volts",null,1]
["Wastewater","Pump","Surface Pump","Motor Manufacturer","Manufacturer name that produces or supplies the Asset",null,null,1]
["Wastewater","Pump","Surface Pump","Motor Install Date","Date the Asset was installed or replaced",null,null,1]
["Wastewater","Pump","Surface Pump","Motor Serial Number","Unique identification code of the Asset",null,null,1]
["Wastewater","Pump","Surface Pump","Design Head (kPa)","The normal operational Head of the Pump","Kilopascals",null,1]
["Wastewater","Pump","Surface Pump","Weight (kg)","Total weight of the Asset","Kilograms",null,1]
["Wastewater","Pump","Surface Pump","Current Rating (A)","Maximum Operating Current at full power","Amperes",null,1]
["Wastewater","Pump","Surface Pump","Speed (rpm)","Operating Speed under normal operation","Revolutions per minute",null,1]
["Wastewater","Pump","Surface Pump","Impellor Number","Unique identification code of the Asset",null,null,1]
["Water Supply","Pump","Surface Pump","Manufacturer","Name of the manufacturer",null,null,1]
["Water Supply","Pump","Surface Pump","Model","Name of the manufacturer model",null,null,1]
["Water Supply","Pump","Surface Pump","Serial Number","Identification code supplied by the manufacturer",null,null,1]
["Water Supply","Pump","Surface Pump","Warranty Expiry Date","Expiry date of the warranty period",null,null,1]
["Irrigation","Pump","Surface Pump","Manufacturer","Name of the manufacturer",null,null,1]
["Irrigation","Pump","Surface Pump","Model","Name of the manufacturer model",null,null,1]
["Irrigation","Pump","Surface Pump","Serial Number","Identification code supplied by the manufacturer",null,null,1]
["Irrigation","Pump","Surface Pump","Warranty Expiry Date","Expiry date of the warranty period",null,null,1]
["Stockwater","Pump","Surface Pump","Manufacturer","Name of the manufacturer",null,null,1]
["Stockwater","Pump","Surface Pump","Model","Name of the manufacturer model",null,null,1]
["Stockwater","Pump","Surface Pump","Serial Number","Identification code supplied by the manufacturer",null,null,1]
["Stockwater","Pump","Surface Pump","Warranty Expiry Date","Expiry date of the warranty period",null,null,1]
["Stormwater","Pump","Surface Pump","Manufacturer","Name of the manufacturer",null,null,1]
["Stormwater","Pump","Surface Pump","Model","Name of the manufacturer model",null,null,1]
["Stormwater","Pump","Surface Pump","Serial Number","Identification code supplied by the manufacturer",null,null,1]
["Stormwater","Pump","Surface Pump","Warranty Expiry Date","Expiry date of the warranty period",null,null,1]
["Wastewater","Pump","Surface Pump","Manufacturer","Name of the manufacturer",null,null,1]
["Wastewater","Pump","Surface Pump","Model","Name of the manufacturer model",null,null,1]
["Wastewater","Pump","Surface Pump","Serial Number","Identification code supplied by the manufacturer",null,null,1]
["Wastewater","Pump","Surface Pump","Warranty Expiry Date","Expiry date of the warranty period",null,null,1]
["Irrigation","Chamber","Surge Chamber","Material","Material used to manufacture the Asset",null,"A_MTLTNK",1]
["Irrigation","Chamber","Surge Chamber","Construction Method","Construction method used to form the Asset",null,"A_MTHSTR",1]
["Irrigation","Chamber","Surge Chamber","Chamber Shape","Preformed shape of the Asset",null,"A_SHPCMB",1]
["Irrigation","Chamber","Surge Chamber","Lid Type","Asset category type",null,"A_TYPLID",1]
["Irrigation","Chamber","Surge Chamber","Lid Material","Material used to manufacture the Asset",null,"A_MTLLID",1]
["Irrigation","Chamber","Surge Chamber","Lid Shape","Physical shape of the Asset",null,"A_SHPLID",1]
["Irrigation","Chamber","Surge Chamber","Lid Fixing","Fixing mechanism used to secure the Asset",null,"A_FIXLID",1]
["Irrigation","Chamber","Surge Chamber","Lid Security","Security measures to prevent accessibility into the Asset",null,"A_SCRLID",1]
["Irrigation","Chamber","Surge Chamber","Lid Class","Weight Classification Category designated for the required trafficking on the Asset",null,"A_CLSLID",1]
["Irrigation","Chamber","Surge Chamber","Diameter (m)","Internal Diameter of the Asset (if not rectangular)","Metres",null,1]
["Irrigation","Chamber","Surge Chamber","Length (m)","Internal length of the Asset (if not circular)","Metres",null,1]
["Irrigation","Chamber","Surge Chamber","Width (m)","Internal Width Of The Asset (if not circular) ","Metres",null,1]
["Irrigation","Chamber","Surge Chamber","Depth (m)","Internal distance between the lid level of the Chamber and the base","Metres",null,1]
["Irrigation","Chamber","Surge Chamber","Lid RL (m)","Level of the centre of the top of the Asset (in terms of a R.L)","Metres",null,1]
["Irrigation","Chamber","Surge Chamber","Base RL (m)","Level on the internal base floor of the Asset (in terms of a R.L)","Metres",null,1]
["Irrigation","Chamber","Surge Chamber","Lid Diameter (mm)","External diameter of the Asset (if not rectangular)","Millimetres",null,1]
["Irrigation","Chamber","Surge Chamber","Lid Length (mm)","External length of the Asset (if not circular)","Millimetres",null,1]
["Irrigation","Chamber","Surge Chamber","Lid Width (mm)","External width of the Asset (if not circular)","Millimetres",null,1]
["Stockwater","Chamber","Surge Chamber","Material","Material used to manufacture the Asset",null,"A_MTLTNK",1]
["Stockwater","Chamber","Surge Chamber","Construction Method","Construction method used to form the Asset",null,"A_MTHSTR",1]
["Stockwater","Chamber","Surge Chamber","Chamber Shape","Preformed shape of the Asset",null,"A_SHPCMB",1]
["Stockwater","Chamber","Surge Chamber","Lid Type","Asset category type",null,"A_TYPLID",1]
["Stockwater","Chamber","Surge Chamber","Lid Material","Material used to manufacture the Asset",null,"A_MTLLID",1]
["Stockwater","Chamber","Surge Chamber","Lid Shape","Physical shape of the Asset",null,"A_SHPLID",1]
["Stockwater","Chamber","Surge Chamber","Lid Fixing","Fixing mechanism used to secure the Asset",null,"A_FIXLID",1]
["Stockwater","Chamber","Surge Chamber","Lid Security","Security measures to prevent accessibility into the Asset",null,"A_SCRLID",1]
["Stockwater","Chamber","Surge Chamber","Lid Class","Weight Classification Category designated for the required trafficking on the Asset",null,"A_CLSLID",1]
["Stockwater","Chamber","Surge Chamber","Diameter (m)","Internal Diameter of the Asset (if not rectangular)","Metres",null,1]
["Stockwater","Chamber","Surge Chamber","Length (m)","Internal length of the Asset (if not circular)","Metres",null,1]
["Stockwater","Chamber","Surge Chamber","Width (m)","Internal Width Of The Asset (if not circular) ","Metres",null,1]
["Stockwater","Chamber","Surge Chamber","Depth (m)","Internal distance between the lid level of the Chamber and the base","Metres",null,1]
["Stockwater","Chamber","Surge Chamber","Lid RL (m)","Level of the centre of the top of the Asset (in terms of a R.L)","Metres",null,1]
["Stockwater","Chamber","Surge Chamber","Base RL (m)","Level on the internal base floor of the Asset (in terms of a R.L)","Metres",null,1]
["Stockwater","Chamber","Surge Chamber","Lid Diameter (mm)","External diameter of the Asset (if not rectangular)","Millimetres",null,1]
["Stockwater","Chamber","Surge Chamber","Lid Length (mm)","External length of the Asset (if not circular)","Millimetres",null,1]
["Stockwater","Chamber","Surge Chamber","Lid Width (mm)","External width of the Asset (if not circular)","Millimetres",null,1]
["Stormwater","Chamber","Surge Chamber","Material","Material used to manufacture the Asset",null,"A_MTLTNK",1]
["Stormwater","Chamber","Surge Chamber","Construction Method","Construction method used to form the Asset",null,"A_MTHSTR",1]
["Stormwater","Chamber","Surge Chamber","Chamber Shape","Preformed shape of the Asset",null,"A_SHPCMB",1]
["Stormwater","Chamber","Surge Chamber","Lid Type","Asset category type",null,"A_TYPLID",1]
["Stormwater","Chamber","Surge Chamber","Lid Material","Material used to manufacture the Asset",null,"A_MTLLID",1]
["Stormwater","Chamber","Surge Chamber","Lid Shape","Physical shape of the Asset",null,"A_SHPLID",1]
["Stormwater","Chamber","Surge Chamber","Lid Fixing","Fixing mechanism used to secure the Asset",null,"A_FIXLID",1]
["Stormwater","Chamber","Surge Chamber","Lid Security","Security measures to prevent accessibility into the Asset",null,"A_SCRLID",1]
["Stormwater","Chamber","Surge Chamber","Lid Class","Weight Classification Category designated for the required trafficking on the Asset",null,"A_CLSLID",1]
["Stormwater","Chamber","Surge Chamber","Diameter (m)","Internal Diameter of the Asset (if not rectangular)","Metres",null,1]
["Stormwater","Chamber","Surge Chamber","Length (m)","Internal length of the Asset (if not circular)","Metres",null,1]
["Stormwater","Chamber","Surge Chamber","Width (m)","Internal Width Of The Asset (if not circular) ","Metres",null,1]
["Stormwater","Chamber","Surge Chamber","Depth (m)","Internal distance between the lid level of the Chamber and the base","Metres",null,1]
["Stormwater","Chamber","Surge Chamber","Lid RL (m)","Level of the centre of the top of the Asset (in terms of a R.L)","Metres",null,1]
["Stormwater","Chamber","Surge Chamber","Base RL (m)","Level on the internal base floor of the Asset (in terms of a R.L)","Metres",null,1]
["Stormwater","Chamber","Surge Chamber","Lid Diameter (mm)","External diameter of the Asset (if not rectangular)","Millimetres",null,1]
["Stormwater","Chamber","Surge Chamber","Lid Length (mm)","External length of the Asset (if not circular)","Millimetres",null,1]
["Stormwater","Chamber","Surge Chamber","Lid Width (mm)","External width of the Asset (if not circular)","Millimetres",null,1]
["Water Supply","Chamber","Surge Chamber","Material","Material used to manufacture the Asset",null,"A_MTLTNK",1]
["Water Supply","Chamber","Surge Chamber","Construction Method","Construction method used to form the Asset",null,"A_MTHSTR",1]
["Water Supply","Chamber","Surge Chamber","Chamber Shape","Preformed shape of the Asset",null,"A_SHPCMB",1]
["Water Supply","Chamber","Surge Chamber","Lid Type","Asset category type",null,"A_TYPLID",1]
["Water Supply","Chamber","Surge Chamber","Lid Material","Material used to manufacture the Asset",null,"A_MTLLID",1]
["Water Supply","Chamber","Surge Chamber","Lid Shape","Physical shape of the Asset",null,"A_SHPLID",1]
["Water Supply","Chamber","Surge Chamber","Lid Fixing","Fixing mechanism used to secure the Asset",null,"A_FIXLID",1]
["Water Supply","Chamber","Surge Chamber","Lid Security","Security measures to prevent accessibility into the Asset",null,"A_SCRLID",1]
["Water Supply","Chamber","Surge Chamber","Lid Class","Weight Classification Category designated for the required trafficking on the Asset",null,"A_CLSLID",1]
["Water Supply","Chamber","Surge Chamber","Diameter (m)","Internal Diameter of the Asset (if not rectangular)","Metres",null,1]
["Water Supply","Chamber","Surge Chamber","Length (m)","Internal length of the Asset (if not circular)","Metres",null,1]
["Water Supply","Chamber","Surge Chamber","Width (m)","Internal Width Of The Asset (if not circular) ","Metres",null,1]
["Water Supply","Chamber","Surge Chamber","Depth (m)","Internal distance between the lid level of the Chamber and the base","Metres",null,1]
["Water Supply","Chamber","Surge Chamber","Lid RL (m)","Level of the centre of the top of the Asset (in terms of a R.L)","Metres",null,1]
["Water Supply","Chamber","Surge Chamber","Base RL (m)","Level on the internal base floor of the Asset (in terms of a R.L)","Metres",null,1]
["Water Supply","Chamber","Surge Chamber","Lid Diameter (mm)","External diameter of the Asset (if not rectangular)","Millimetres",null,1]
["Water Supply","Chamber","Surge Chamber","Lid Length (mm)","External length of the Asset (if not circular)","Millimetres",null,1]
["Water Supply","Chamber","Surge Chamber","Lid Width (mm)","External width of the Asset (if not circular)","Millimetres",null,1]
["Wastewater","Chamber","Surge Chamber","Material","Material used to manufacture the Asset",null,"A_MTLTNK",1]
["Wastewater","Chamber","Surge Chamber","Construction Method","Construction method used to form the Asset",null,"A_MTHSTR",1]
["Wastewater","Chamber","Surge Chamber","Chamber Shape","Preformed shape of the Asset",null,"A_SHPCMB",1]
["Wastewater","Chamber","Surge Chamber","Lid Type","Asset category type",null,"A_TYPLID",1]
["Wastewater","Chamber","Surge Chamber","Lid Material","Material used to manufacture the Asset",null,"A_MTLLID",1]
["Wastewater","Chamber","Surge Chamber","Lid Shape","Physical shape of the Asset",null,"A_SHPLID",1]
["Wastewater","Chamber","Surge Chamber","Lid Fixing","Fixing mechanism used to secure the Asset",null,"A_FIXLID",1]
["Wastewater","Chamber","Surge Chamber","Lid Security","Security measures to prevent accessibility into the Asset",null,"A_SCRLID",1]
["Wastewater","Chamber","Surge Chamber","Lid Class","Weight Classification Category designated for the required trafficking on the Asset",null,"A_CLSLID",1]
["Wastewater","Chamber","Surge Chamber","Diameter (m)","Internal Diameter of the Asset (if not rectangular)","Metres",null,1]
["Wastewater","Chamber","Surge Chamber","Length (m)","Internal length of the Asset (if not circular)","Metres",null,1]
["Wastewater","Chamber","Surge Chamber","Width (m)","Internal Width Of The Asset (if not circular) ","Metres",null,1]
["Wastewater","Chamber","Surge Chamber","Depth (m)","Internal distance between the lid level of the Chamber and the base","Metres",null,1]
["Wastewater","Chamber","Surge Chamber","Lid RL (m)","Level of the centre of the top of the Asset (in terms of a R.L)","Metres",null,1]
["Wastewater","Chamber","Surge Chamber","Base RL (m)","Level on the internal base floor of the Asset (in terms of a R.L)","Metres",null,1]
["Wastewater","Chamber","Surge Chamber","Lid Diameter (mm)","External diameter of the Asset (if not rectangular)","Millimetres",null,1]
["Wastewater","Chamber","Surge Chamber","Lid Length (mm)","External length of the Asset (if not circular)","Millimetres",null,1]
["Wastewater","Chamber","Surge Chamber","Lid Width (mm)","External width of the Asset (if not circular)","Millimetres",null,1]
["Water Supply","Chamber","Surge Chamber","Manufacturer","Name of the manufacturer",null,null,1]
["Water Supply","Chamber","Surge Chamber","Model","Name of the manufacturer model",null,null,1]
["Wastewater","Chamber","Surge Chamber","Manufacturer","Name of the manufacturer",null,null,1]
["Wastewater","Chamber","Surge Chamber","Model","Name of the manufacturer model",null,null,1]
["Irrigation","Chamber","Surge Chamber","Manufacturer","Name of the manufacturer",null,null,1]
["Irrigation","Chamber","Surge Chamber","Model","Name of the manufacturer model",null,null,1]
["Stockwater","Chamber","Surge Chamber","Manufacturer","Name of the manufacturer",null,null,1]
["Stockwater","Chamber","Surge Chamber","Model","Name of the manufacturer model",null,null,1]
["Stormwater","Chamber","Surge Chamber","Manufacturer","Name of the manufacturer",null,null,1]
["Stormwater","Chamber","Surge Chamber","Model","Name of the manufacturer model",null,null,1]
["Irrigation","Tank","Surge Vessel","Material","Material used to manufacture the Asset",null,"A_MTLTNK",1]
["Irrigation","Tank","Surge Vessel","Construction Method","Construction method used to form the Asset",null,"A_MTHSTR",1]
["Irrigation","Tank","Surge Vessel","Tank Shape","External shape of the Asset",null,"A_SHPTNK",1]
["Irrigation","Tank","Surge Vessel","Lid Type","Category of  Lid Type installed",null,"A_TYPLID",1]
["Irrigation","Tank","Surge Vessel","Lid Material","Material used to manufacture the Asset",null,"A_MTLLID",1]
["Irrigation","Tank","Surge Vessel","Lid Shape","Physical shape of the Asset",null,"A_SHPLID",1]
["Irrigation","Tank","Surge Vessel","Lid Fixing","Fixing mechanism used to secure the Asset in place",null,"A_FIXLID",1]
["Irrigation","Tank","Surge Vessel","Lid Security","Security measures to prevent accessibility into the Asset",null,"A_SCRLID",1]
["Irrigation","Tank","Surge Vessel","Diameter (m)","External diameter of the Asset (if not rectangular)","Metres",null,1]
["Irrigation","Tank","Surge Vessel","Length (m)","Total external length of the Asset (if not circular)","Metres",null,1]
["Irrigation","Tank","Surge Vessel","Width (m)","Total external Width of the Asset (if not circular)","Metres",null,1]
["Irrigation","Tank","Surge Vessel","Height (m)","Total external Height of the Asset","Metres",null,1]
["Irrigation","Tank","Surge Vessel","Volume (m3)","Total capacity of available storage the Asset","Cubic metres",null,1]
["Stockwater","Tank","Surge Vessel","Material","Material used to manufacture the Asset",null,"A_MTLTNK",1]
["Stockwater","Tank","Surge Vessel","Construction Method","Construction method used to form the Asset",null,"A_MTHSTR",1]
["Stockwater","Tank","Surge Vessel","Tank Shape","External shape of the Asset",null,"A_SHPTNK",1]
["Stockwater","Tank","Surge Vessel","Lid Type","Category of  Lid Type installed",null,"A_TYPLID",1]
["Stockwater","Tank","Surge Vessel","Lid Material","Material used to manufacture the Asset",null,"A_MTLLID",1]
["Stockwater","Tank","Surge Vessel","Lid Shape","Physical shape of the Asset",null,"A_SHPLID",1]
["Stockwater","Tank","Surge Vessel","Lid Fixing","Fixing mechanism used to secure the Asset in place",null,"A_FIXLID",1]
["Stockwater","Tank","Surge Vessel","Lid Security","Security measures to prevent accessibility into the Asset",null,"A_SCRLID",1]
["Stockwater","Tank","Surge Vessel","Diameter (m)","External diameter of the Asset (if not rectangular)","Metres",null,1]
["Stockwater","Tank","Surge Vessel","Length (m)","Total external length of the Asset (if not circular)","Metres",null,1]
["Stockwater","Tank","Surge Vessel","Width (m)","Total external Width of the Asset (if not circular)","Metres",null,1]
["Stockwater","Tank","Surge Vessel","Height (m)","Total external Height of the Asset","Metres",null,1]
["Stockwater","Tank","Surge Vessel","Volume (m3)","Total capacity of available storage the Asset","Cubic metres",null,1]
["Stormwater","Tank","Surge Vessel","Material","Material used to manufacture the Asset",null,"A_MTLTNK",1]
["Stormwater","Tank","Surge Vessel","Construction Method","Construction method used to form the Asset",null,"A_MTHSTR",1]
["Stormwater","Tank","Surge Vessel","Tank Shape","External shape of the Asset",null,"A_SHPTNK",1]
["Stormwater","Tank","Surge Vessel","Lid Type","Category of  Lid Type installed",null,"A_TYPLID",1]
["Stormwater","Tank","Surge Vessel","Lid Material","Material used to manufacture the Asset",null,"A_MTLLID",1]
["Stormwater","Tank","Surge Vessel","Lid Shape","Physical shape of the Asset",null,"A_SHPLID",1]
["Stormwater","Tank","Surge Vessel","Lid Fixing","Fixing mechanism used to secure the Asset in place",null,"A_FIXLID",1]
["Stormwater","Tank","Surge Vessel","Lid Security","Security measures to prevent accessibility into the Asset",null,"A_SCRLID",1]
["Stormwater","Tank","Surge Vessel","Diameter (m)","External diameter of the Asset (if not rectangular)","Metres",null,1]
["Stormwater","Tank","Surge Vessel","Length (m)","Total external length of the Asset (if not circular)","Metres",null,1]
["Stormwater","Tank","Surge Vessel","Width (m)","Total external Width of the Asset (if not circular)","Metres",null,1]
["Stormwater","Tank","Surge Vessel","Height (m)","Total external Height of the Asset","Metres",null,1]
["Stormwater","Tank","Surge Vessel","Volume (m3)","Total capacity of available storage the Asset","Cubic metres",null,1]
["Water Supply","Tank","Surge Vessel","Material","Material used to manufacture the Asset",null,"A_MTLTNK",1]
["Water Supply","Tank","Surge Vessel","Construction Method","Construction method used to form the Asset",null,"A_MTHSTR",1]
["Water Supply","Tank","Surge Vessel","Tank Shape","External shape of the Asset",null,"A_SHPTNK",1]
["Water Supply","Tank","Surge Vessel","Lid Type","Category of  Lid Type installed",null,"A_TYPLID",1]
["Water Supply","Tank","Surge Vessel","Lid Material","Material used to manufacture the Asset",null,"A_MTLLID",1]
["Water Supply","Tank","Surge Vessel","Lid Shape","Physical shape of the Asset",null,"A_SHPLID",1]
["Water Supply","Tank","Surge Vessel","Lid Fixing","Fixing mechanism used to secure the Asset in place",null,"A_FIXLID",1]
["Water Supply","Tank","Surge Vessel","Lid Security","Security measures to prevent accessibility into the Asset",null,"A_SCRLID",1]
["Water Supply","Tank","Surge Vessel","Diameter (m)","External diameter of the Asset (if not rectangular)","Metres",null,1]
["Water Supply","Tank","Surge Vessel","Length (m)","Total external length of the Asset (if not circular)","Metres",null,1]
["Water Supply","Tank","Surge Vessel","Width (m)","Total external Width of the Asset (if not circular)","Metres",null,1]
["Water Supply","Tank","Surge Vessel","Height (m)","Total external Height of the Asset","Metres",null,1]
["Water Supply","Tank","Surge Vessel","Volume (m3)","Total capacity of available storage the Asset","Cubic metres",null,1]
["Wastewater","Tank","Surge Vessel","Material","Material used to manufacture the Asset",null,"A_MTLTNK",1]
["Wastewater","Tank","Surge Vessel","Construction Method","Construction method used to form the Asset",null,"A_MTHSTR",1]
["Wastewater","Tank","Surge Vessel","Tank Shape","External shape of the Asset",null,"A_SHPTNK",1]
["Wastewater","Tank","Surge Vessel","Lid Type","Category of  Lid Type installed",null,"A_TYPLID",1]
["Wastewater","Tank","Surge Vessel","Lid Material","Material used to manufacture the Asset",null,"A_MTLLID",1]
["Wastewater","Tank","Surge Vessel","Lid Shape","Physical shape of the Asset",null,"A_SHPLID",1]
["Wastewater","Tank","Surge Vessel","Lid Fixing","Fixing mechanism used to secure the Asset in place",null,"A_FIXLID",1]
["Wastewater","Tank","Surge Vessel","Lid Security","Security measures to prevent accessibility into the Asset",null,"A_SCRLID",1]
["Wastewater","Tank","Surge Vessel","Diameter (m)","External diameter of the Asset (if not rectangular)","Metres",null,1]
["Wastewater","Tank","Surge Vessel","Length (m)","Total external length of the Asset (if not circular)","Metres",null,1]
["Wastewater","Tank","Surge Vessel","Width (m)","Total external Width of the Asset (if not circular)","Metres",null,1]
["Wastewater","Tank","Surge Vessel","Height (m)","Total external Height of the Asset","Metres",null,1]
["Wastewater","Tank","Surge Vessel","Volume (m3)","Total capacity of available storage the Asset","Cubic metres",null,1]
["Water Supply","Tank","Surge Vessel","Manufacturer","Name of the manufacturer",null,null,1]
["Water Supply","Tank","Surge Vessel","Model","Name of the manufacturer model",null,null,1]
["Stormwater","Tank","Surge Vessel","Manufacturer","Name of the manufacturer",null,null,1]
["Stormwater","Tank","Surge Vessel","Model","Name of the manufacturer model",null,null,1]
["Wastewater","Tank","Surge Vessel","Manufacturer","Name of the manufacturer",null,null,1]
["Wastewater","Tank","Surge Vessel","Model","Name of the manufacturer model",null,null,1]
["Stockwater","Tank","Surge Vessel","Manufacturer","Name of the manufacturer",null,null,1]
["Stockwater","Tank","Surge Vessel","Model","Name of the manufacturer model",null,null,1]
["Irrigation","Tank","Surge Vessel","Manufacturer","Name of the manufacturer",null,null,1]
["Irrigation","Tank","Surge Vessel","Model","Name of the manufacturer model",null,null,1]
["Irrigation","Electrical","Switchboard","Locality","Physical location in terms of its environmental conditions",null,"A_POSVRS",1]
["Irrigation","Electrical","Switchboard","Power Rating (kW)","The highest input power the Asset is rated for","Kilowatts",null,1]
["Irrigation","Electrical","Switchboard","Current Rating (A)","Maximum Operating Current at full power","Amperes",null,1]
["Irrigation","Electrical","Switchboard","Isolation Rating (V)","Voltage at which the Asset can safely withstand with respect to operator safety","Volts",null,1]
["Stockwater","Electrical","Switchboard","Locality","Physical location in terms of its environmental conditions",null,"A_POSVRS",1]
["Stockwater","Electrical","Switchboard","Power Rating (kW)","The highest input power the Asset is rated for","Kilowatts",null,1]
["Stockwater","Electrical","Switchboard","Current Rating (A)","Maximum Operating Current at full power","Amperes",null,1]
["Stockwater","Electrical","Switchboard","Isolation Rating (V)","Voltage at which the Asset can safely withstand with respect to operator safety","Volts",null,1]
["Stormwater","Electrical","Switchboard","Locality","Physical location in terms of its environmental conditions",null,"A_POSVRS",1]
["Stormwater","Electrical","Switchboard","Power Rating (kW)","The highest input power the Asset is rated for","Kilowatts",null,1]
["Stormwater","Electrical","Switchboard","Current Rating (A)","Maximum Operating Current at full power","Amperes",null,1]
["Stormwater","Electrical","Switchboard","Isolation Rating (V)","Voltage at which the Asset can safely withstand with respect to operator safety","Volts",null,1]
["Water Supply","Electrical","Switchboard","Locality","Physical location in terms of its environmental conditions",null,"A_POSVRS",1]
["Water Supply","Electrical","Switchboard","Power Rating (kW)","The highest input power the Asset is rated for","Kilowatts",null,1]
["Water Supply","Electrical","Switchboard","Current Rating (A)","Maximum Operating Current at full power","Amperes",null,1]
["Water Supply","Electrical","Switchboard","Isolation Rating (V)","Voltage at which the Asset can safely withstand with respect to operator safety","Volts",null,1]
["Wastewater","Electrical","Switchboard","Locality","Physical location in terms of its environmental conditions",null,"A_POSVRS",1]
["Wastewater","Electrical","Switchboard","Power Rating (kW)","The highest input power the Asset is rated for","Kilowatts",null,1]
["Wastewater","Electrical","Switchboard","Current Rating (A)","Maximum Operating Current at full power","Amperes",null,1]
["Wastewater","Electrical","Switchboard","Isolation Rating (V)","Voltage at which the Asset can safely withstand with respect to operator safety","Volts",null,1]
["Water Supply","Electrical","Switchboard","Manufacturer","Name of the manufacturer",null,null,1]
["Water Supply","Electrical","Switchboard","Model","Name of the manufacturer model",null,null,1]
["Water Supply","Electrical","Switchboard","Serial Number","Identification code supplied by the manufacturer",null,null,1]
["Water Supply","Electrical","Switchboard","Warranty Expiry Date","Expiry date of the warranty period",null,null,1]
["Stormwater","Electrical","Switchboard","Manufacturer","Name of the manufacturer",null,null,1]
["Stormwater","Electrical","Switchboard","Model","Name of the manufacturer model",null,null,1]
["Stormwater","Electrical","Switchboard","Serial Number","Identification code supplied by the manufacturer",null,null,1]
["Stormwater","Electrical","Switchboard","Warranty Expiry Date","Expiry date of the warranty period",null,null,1]
["Wastewater","Electrical","Switchboard","Manufacturer","Name of the manufacturer",null,null,1]
["Wastewater","Electrical","Switchboard","Model","Name of the manufacturer model",null,null,1]
["Wastewater","Electrical","Switchboard","Serial Number","Identification code supplied by the manufacturer",null,null,1]
["Wastewater","Electrical","Switchboard","Warranty Expiry Date","Expiry date of the warranty period",null,null,1]
["Stockwater","Electrical","Switchboard","Manufacturer","Name of the manufacturer",null,null,1]
["Stockwater","Electrical","Switchboard","Model","Name of the manufacturer model",null,null,1]
["Stockwater","Electrical","Switchboard","Serial Number","Identification code supplied by the manufacturer",null,null,1]
["Stockwater","Electrical","Switchboard","Warranty Expiry Date","Expiry date of the warranty period",null,null,1]
["Irrigation","Electrical","Switchboard","Manufacturer","Name of the manufacturer",null,null,1]
["Irrigation","Electrical","Switchboard","Model","Name of the manufacturer model",null,null,1]
["Irrigation","Electrical","Switchboard","Serial Number","Identification code supplied by the manufacturer",null,null,1]
["Irrigation","Electrical","Switchboard","Warranty Expiry Date","Expiry date of the warranty period",null,null,1]
["Irrigation","Service Connection","Tanker Filling Point","Valve Type","Type of Asset that was installed",null,"A_TYPVLV",1]
["Irrigation","Service Connection","Tanker Filling Point","Box Type","Type of containment structure used to house the Assets",null,"A_MTLBOX",1]
["Irrigation","Service Connection","Tanker Filling Point","Meter Type","Type of Meter installed",null,"A_TYPMTR",1]
["Irrigation","Service Connection","Tanker Filling Point","Backflow Type","Type of Backflow Prevention used",null,"A_TYPBFW",1]
["Irrigation","Service Connection","Tanker Filling Point","Backflow Hazard Cat","Catergory of Backflow Prevention assigned to the connection",null,"A_CLSBFW",1]
["Irrigation","Service Connection","Tanker Filling Point","Diameter (mm)","Nominal diameter of the Asset (Internal diameter unless external diameter is nominated as industry standard)","Millimetres",null,1]
["Irrigation","Service Connection","Tanker Filling Point","Isolation Valve Qty","Total quantity  of Valves used for isolation purposes","Count",null,1]
["Irrigation","Service Connection","Tanker Filling Point","Meter Serial Number","Identification code supplied by the manufacturer",null,null,1]
["Stockwater","Service Connection","Tanker Filling Point","Valve Type","Type of Asset that was installed",null,"A_TYPVLV",1]
["Stockwater","Service Connection","Tanker Filling Point","Box Type","Type of containment structure used to house the Assets",null,"A_MTLBOX",1]
["Stockwater","Service Connection","Tanker Filling Point","Meter Type","Type of Meter installed",null,"A_TYPMTR",1]
["Stockwater","Service Connection","Tanker Filling Point","Backflow Type","Type of Backflow Prevention used",null,"A_TYPBFW",1]
["Stockwater","Service Connection","Tanker Filling Point","Backflow Hazard Cat","Catergory of Backflow Prevention assigned to the connection",null,"A_CLSBFW",1]
["Stockwater","Service Connection","Tanker Filling Point","Diameter (mm)","Nominal diameter of the Asset (Internal diameter unless external diameter is nominated as industry standard)","Millimetres",null,1]
["Stockwater","Service Connection","Tanker Filling Point","Isolation Valve Qty","Total quantity  of Valves used for isolation purposes","Count",null,1]
["Stockwater","Service Connection","Tanker Filling Point","Meter Serial Number","Identification code supplied by the manufacturer",null,null,1]
["Stormwater","Service Connection","Tanker Filling Point","Valve Type","Type of Asset that was installed",null,"A_TYPVLV",1]
["Stormwater","Service Connection","Tanker Filling Point","Box Type","Type of containment structure used to house the Assets",null,"A_MTLBOX",1]
["Stormwater","Service Connection","Tanker Filling Point","Meter Type","Type of Meter installed",null,"A_TYPMTR",1]
["Stormwater","Service Connection","Tanker Filling Point","Backflow Type","Type of Backflow Prevention used",null,"A_TYPBFW",1]
["Stormwater","Service Connection","Tanker Filling Point","Backflow Hazard Cat","Catergory of Backflow Prevention assigned to the connection",null,"A_CLSBFW",1]
["Stormwater","Service Connection","Tanker Filling Point","Diameter (mm)","Nominal diameter of the Asset (Internal diameter unless external diameter is nominated as industry standard)","Millimetres",null,1]
["Stormwater","Service Connection","Tanker Filling Point","Isolation Valve Qty","Total quantity  of Valves used for isolation purposes","Count",null,1]
["Stormwater","Service Connection","Tanker Filling Point","Meter Serial Number","Identification code supplied by the manufacturer",null,null,1]
["Water Supply","Service Connection","Tanker Filling Point","Valve Type","Type of Asset that was installed",null,"A_TYPVLV",1]
["Water Supply","Service Connection","Tanker Filling Point","Box Type","Type of containment structure used to house the Assets",null,"A_MTLBOX",1]
["Water Supply","Service Connection","Tanker Filling Point","Meter Type","Type of Meter installed",null,"A_TYPMTR",1]
["Water Supply","Service Connection","Tanker Filling Point","Backflow Type","Type of Backflow Prevention used",null,"A_TYPBFW",1]
["Water Supply","Service Connection","Tanker Filling Point","Backflow Hazard Cat","Catergory of Backflow Prevention assigned to the connection",null,"A_CLSBFW",1]
["Water Supply","Service Connection","Tanker Filling Point","Diameter (mm)","Nominal diameter of the Asset (Internal diameter unless external diameter is nominated as industry standard)","Millimetres",null,1]
["Water Supply","Service Connection","Tanker Filling Point","Isolation Valve Qty","Total quantity  of Valves used for isolation purposes","Count",null,1]
["Water Supply","Service Connection","Tanker Filling Point","Meter Serial Number","Identification code supplied by the manufacturer",null,null,1]
["Wastewater","Service Connection","Tanker Filling Point","Valve Type","Type of Asset that was installed",null,"A_TYPVLV",1]
["Wastewater","Service Connection","Tanker Filling Point","Box Type","Type of containment structure used to house the Assets",null,"A_MTLBOX",1]
["Wastewater","Service Connection","Tanker Filling Point","Meter Type","Type of Meter installed",null,"A_TYPMTR",1]
["Wastewater","Service Connection","Tanker Filling Point","Backflow Type","Type of Backflow Prevention used",null,"A_TYPBFW",1]
["Wastewater","Service Connection","Tanker Filling Point","Backflow Hazard Cat","Catergory of Backflow Prevention assigned to the connection",null,"A_CLSBFW",1]
["Wastewater","Service Connection","Tanker Filling Point","Diameter (mm)","Nominal diameter of the Asset (Internal diameter unless external diameter is nominated as industry standard)","Millimetres",null,1]
["Wastewater","Service Connection","Tanker Filling Point","Isolation Valve Qty","Total quantity  of Valves used for isolation purposes","Count",null,1]
["Wastewater","Service Connection","Tanker Filling Point","Meter Serial Number","Identification code supplied by the manufacturer",null,null,1]
["Irrigation","Structure","TEMP Intake Structure","Material","Material used to manufacture the Asset",null,"A_MTLSTR",0]
["Irrigation","Structure","TEMP Intake Structure","Construction Method","Construction method used to form Asset",null,"A_MTHSTR",0]
["Stockwater","Structure","TEMP Intake Structure","Material","Material used to manufacture the Asset",null,"A_MTLSTR",0]
["Stockwater","Structure","TEMP Intake Structure","Construction Method","Construction method used to form Asset",null,"A_MTHSTR",0]
["Stormwater","Structure","TEMP Intake Structure","Material","Material used to manufacture the Asset",null,"A_MTLSTR",0]
["Stormwater","Structure","TEMP Intake Structure","Construction Method","Construction method used to form Asset",null,"A_MTHSTR",0]
["Water Supply","Structure","TEMP Intake Structure","Material","Material used to manufacture the Asset",null,"A_MTLSTR",0]
["Water Supply","Structure","TEMP Intake Structure","Construction Method","Construction method used to form Asset",null,"A_MTHSTR",0]
["Wastewater","Structure","TEMP Intake Structure","Material","Material used to manufacture the Asset",null,"A_MTLSTR",0]
["Wastewater","Structure","TEMP Intake Structure","Construction Method","Construction method used to form Asset",null,"A_MTHSTR",0]
["Irrigation","Pipe","TEMP Site Pipework","Material","Material used to manufacture the Asset",null,"A_MTLPIP",0]
["Irrigation","Pipe","TEMP Site Pipework","Installation Method","Construction method used to form the Asset",null,"A_MTHPIP",0]
["Irrigation","Pipe","TEMP Site Pipework","Locality","Physical location of the Asset ",null,"A_POSVRS",0]
["Irrigation","Pipe","TEMP Site Pipework","Pipe Type","Denotes if the pipe gravity fed or pressurised",null,"A_TYPPIP",0]
["Irrigation","Pipe","TEMP Site Pipework","Pipe Shape","Shape of the Asset",null,"A_SHPPIP",0]
["Irrigation","Pipe","TEMP Site Pipework","Diameter (mm)","Nominal diameter of the Asset (Internal diameter unless external diameter is nominated as industry standard)","Millimetres",null,0]
["Irrigation","Pipe","TEMP Site Pipework","Length (m)","Total lineal length of the Asset","Metres",null,0]
["Irrigation","Pipe","TEMP Site Pipework","Quantity","Total quantity of the Asset, In place of length as primary measurement","Count",null,0]
["Stockwater","Pipe","TEMP Site Pipework","Material","Material used to manufacture the Asset",null,"A_MTLPIP",0]
["Stockwater","Pipe","TEMP Site Pipework","Installation Method","Construction method used to form the Asset",null,"A_MTHPIP",0]
["Stockwater","Pipe","TEMP Site Pipework","Locality","Physical location of the Asset ",null,"A_POSVRS",0]
["Stockwater","Pipe","TEMP Site Pipework","Pipe Type","Denotes if the pipe gravity fed or pressurised",null,"A_TYPPIP",0]
["Stockwater","Pipe","TEMP Site Pipework","Pipe Shape","Shape of the Asset",null,"A_SHPPIP",0]
["Stockwater","Pipe","TEMP Site Pipework","Diameter (mm)","Nominal diameter of the Asset (Internal diameter unless external diameter is nominated as industry standard)","Millimetres",null,0]
["Stockwater","Pipe","TEMP Site Pipework","Length (m)","Total lineal length of the Asset","Metres",null,0]
["Stockwater","Pipe","TEMP Site Pipework","Quantity","Total quantity of the Asset, In place of length as primary measurement","Count",null,0]
["Stormwater","Pipe","TEMP Site Pipework","Material","Material used to manufacture the Asset",null,"A_MTLPIP",0]
["Stormwater","Pipe","TEMP Site Pipework","Installation Method","Construction method used to form the Asset",null,"A_MTHPIP",0]
["Stormwater","Pipe","TEMP Site Pipework","Locality","Physical location of the Asset ",null,"A_POSVRS",0]
["Stormwater","Pipe","TEMP Site Pipework","Pipe Type","Denotes if the pipe gravity fed or pressurised",null,"A_TYPPIP",0]
["Stormwater","Pipe","TEMP Site Pipework","Pipe Shape","Shape of the Asset",null,"A_SHPPIP",0]
["Stormwater","Pipe","TEMP Site Pipework","Diameter (mm)","Nominal diameter of the Asset (Internal diameter unless external diameter is nominated as industry standard)","Millimetres",null,0]
["Stormwater","Pipe","TEMP Site Pipework","Length (m)","Total lineal length of the Asset","Metres",null,0]
["Stormwater","Pipe","TEMP Site Pipework","Quantity","Total quantity of the Asset, In place of length as primary measurement","Count",null,0]
["Water Supply","Pipe","TEMP Site Pipework","Material","Material used to manufacture the Asset",null,"A_MTLPIP",0]
["Water Supply","Pipe","TEMP Site Pipework","Installation Method","Construction method used to form the Asset",null,"A_MTHPIP",0]
["Water Supply","Pipe","TEMP Site Pipework","Locality","Physical location of the Asset ",null,"A_POSVRS",0]
["Water Supply","Pipe","TEMP Site Pipework","Pipe Type","Denotes if the pipe gravity fed or pressurised",null,"A_TYPPIP",0]
["Water Supply","Pipe","TEMP Site Pipework","Pipe Shape","Shape of the Asset",null,"A_SHPPIP",0]
["Water Supply","Pipe","TEMP Site Pipework","Diameter (mm)","Nominal diameter of the Asset (Internal diameter unless external diameter is nominated as industry standard)","Millimetres",null,0]
["Water Supply","Pipe","TEMP Site Pipework","Length (m)","Total lineal length of the Asset","Metres",null,0]
["Water Supply","Pipe","TEMP Site Pipework","Quantity","Total quantity of the Asset, In place of length as primary measurement","Count",null,0]
["Wastewater","Pipe","TEMP Site Pipework","Material","Material used to manufacture the Asset",null,"A_MTLPIP",0]
["Wastewater","Pipe","TEMP Site Pipework","Installation Method","Construction method used to form the Asset",null,"A_MTHPIP",0]
["Wastewater","Pipe","TEMP Site Pipework","Locality","Physical location of the Asset ",null,"A_POSVRS",0]
["Wastewater","Pipe","TEMP Site Pipework","Pipe Type","Denotes if the pipe gravity fed or pressurised",null,"A_TYPPIP",0]
["Wastewater","Pipe","TEMP Site Pipework","Pipe Shape","Shape of the Asset",null,"A_SHPPIP",0]
["Wastewater","Pipe","TEMP Site Pipework","Diameter (mm)","Nominal diameter of the Asset (Internal diameter unless external diameter is nominated as industry standard)","Millimetres",null,0]
["Wastewater","Pipe","TEMP Site Pipework","Length (m)","Total lineal length of the Asset","Metres",null,0]
["Wastewater","Pipe","TEMP Site Pipework","Quantity","Total quantity of the Asset, In place of length as primary measurement","Count",null,0]
["Irrigation","Control","TEMP Telemetry SCADA","Input Voltage (V)","The rated Supply Voltage","Volts","A_CLSVLT",0]
["Irrigation","Control","TEMP Telemetry SCADA","Operating System","Operating System used to control the device",null,null,0]
["Stockwater","Control","TEMP Telemetry SCADA","Input Voltage (V)","The rated Supply Voltage","Volts","A_CLSVLT",0]
["Stockwater","Control","TEMP Telemetry SCADA","Operating System","Operating System used to control the device",null,null,0]
["Stormwater","Control","TEMP Telemetry SCADA","Input Voltage (V)","The rated Supply Voltage","Volts","A_CLSVLT",0]
["Stormwater","Control","TEMP Telemetry SCADA","Operating System","Operating System used to control the device",null,null,0]
["Water Supply","Control","TEMP Telemetry SCADA","Input Voltage (V)","The rated Supply Voltage","Volts","A_CLSVLT",0]
["Water Supply","Control","TEMP Telemetry SCADA","Operating System","Operating System used to control the device",null,null,0]
["Wastewater","Control","TEMP Telemetry SCADA","Input Voltage (V)","The rated Supply Voltage","Volts","A_CLSVLT",0]
["Wastewater","Control","TEMP Telemetry SCADA","Operating System","Operating System used to control the device",null,null,0]
["Water Supply","Control","TEMP Telemetry SCADA","Manufacturer","Name of the manufacturer",null,null,0]
["Water Supply","Control","TEMP Telemetry SCADA","Model","Name of the manufacturer model",null,null,0]
["Water Supply","Control","TEMP Telemetry SCADA","Serial Number","Identification code supplied by the manufacturer",null,null,0]
["Water Supply","Control","TEMP Telemetry SCADA","Warranty Expiry Date","Expiry date of the warranty period",null,null,0]
["Stockwater","Control","TEMP Telemetry SCADA","Manufacturer","Name of the manufacturer",null,null,0]
["Stockwater","Control","TEMP Telemetry SCADA","Model","Name of the manufacturer model",null,null,0]
["Stockwater","Control","TEMP Telemetry SCADA","Serial Number","Identification code supplied by the manufacturer",null,null,0]
["Stockwater","Control","TEMP Telemetry SCADA","Warranty Expiry Date","Expiry date of the warranty period",null,null,0]
["Irrigation","Control","TEMP Telemetry SCADA","Manufacturer","Name of the manufacturer",null,null,0]
["Irrigation","Control","TEMP Telemetry SCADA","Model","Name of the manufacturer model",null,null,0]
["Irrigation","Control","TEMP Telemetry SCADA","Serial Number","Identification code supplied by the manufacturer",null,null,0]
["Irrigation","Control","TEMP Telemetry SCADA","Warranty Expiry Date","Expiry date of the warranty period",null,null,0]
["Wastewater","Control","TEMP Telemetry SCADA","Manufacturer","Name of the manufacturer",null,null,0]
["Wastewater","Control","TEMP Telemetry SCADA","Model","Name of the manufacturer model",null,null,0]
["Wastewater","Control","TEMP Telemetry SCADA","Serial Number","Identification code supplied by the manufacturer",null,null,0]
["Wastewater","Control","TEMP Telemetry SCADA","Warranty Expiry Date","Expiry date of the warranty period",null,null,0]
["Stormwater","Control","TEMP Telemetry SCADA","Manufacturer","Name of the manufacturer",null,null,0]
["Stormwater","Control","TEMP Telemetry SCADA","Model","Name of the manufacturer model",null,null,0]
["Stormwater","Control","TEMP Telemetry SCADA","Serial Number","Identification code supplied by the manufacturer",null,null,0]
["Stormwater","Control","TEMP Telemetry SCADA","Warranty Expiry Date","Expiry date of the warranty period",null,null,0]
["Irrigation","Electrical","Transformer","Locality","Physical location in terms of its environmental conditions",null,"A_POSVRS",1]
["Irrigation","Electrical","Transformer","Output Voltage (V)","The nominal Output Voltage",null,"A_CLSVL2",1]
["Irrigation","Electrical","Transformer","Input Voltage (V)","The rated Supply Voltage",null,"A_CLSVLT",1]
["Irrigation","Electrical","Transformer","Power Rating (kW)","The highest input power the Asset is rated for","Kilowatts",null,1]
["Irrigation","Electrical","Transformer","Current Rating (A)","Maximum Operating Current at full power","Amperes",null,1]
["Irrigation","Electrical","Transformer","Output Rating (kV-A)","The highest output power the Asset is rated for","kVA",null,1]
["Irrigation","Electrical","Transformer","Isolation Rating (V)","Voltage at which the Asset can safely withstand with respect to operator safety","Volts",null,1]
["Stockwater","Electrical","Transformer","Locality","Physical location in terms of its environmental conditions",null,"A_POSVRS",1]
["Stockwater","Electrical","Transformer","Output Voltage (V)","The nominal Output Voltage",null,"A_CLSVL2",1]
["Stockwater","Electrical","Transformer","Input Voltage (V)","The rated Supply Voltage",null,"A_CLSVLT",1]
["Stockwater","Electrical","Transformer","Power Rating (kW)","The highest input power the Asset is rated for","Kilowatts",null,1]
["Stockwater","Electrical","Transformer","Current Rating (A)","Maximum Operating Current at full power","Amperes",null,1]
["Stockwater","Electrical","Transformer","Output Rating (kV-A)","The highest output power the Asset is rated for","kVA",null,1]
["Stockwater","Electrical","Transformer","Isolation Rating (V)","Voltage at which the Asset can safely withstand with respect to operator safety","Volts",null,1]
["Stormwater","Electrical","Transformer","Locality","Physical location in terms of its environmental conditions",null,"A_POSVRS",1]
["Stormwater","Electrical","Transformer","Output Voltage (V)","The nominal Output Voltage",null,"A_CLSVL2",1]
["Stormwater","Electrical","Transformer","Input Voltage (V)","The rated Supply Voltage",null,"A_CLSVLT",1]
["Stormwater","Electrical","Transformer","Power Rating (kW)","The highest input power the Asset is rated for","Kilowatts",null,1]
["Stormwater","Electrical","Transformer","Current Rating (A)","Maximum Operating Current at full power","Amperes",null,1]
["Stormwater","Electrical","Transformer","Output Rating (kV-A)","The highest output power the Asset is rated for","kVA",null,1]
["Stormwater","Electrical","Transformer","Isolation Rating (V)","Voltage at which the Asset can safely withstand with respect to operator safety","Volts",null,1]
["Water Supply","Electrical","Transformer","Locality","Physical location in terms of its environmental conditions",null,"A_POSVRS",1]
["Water Supply","Electrical","Transformer","Output Voltage (V)","The nominal Output Voltage",null,"A_CLSVL2",1]
["Water Supply","Electrical","Transformer","Input Voltage (V)","The rated Supply Voltage",null,"A_CLSVLT",1]
["Water Supply","Electrical","Transformer","Power Rating (kW)","The highest input power the Asset is rated for","Kilowatts",null,1]
["Water Supply","Electrical","Transformer","Current Rating (A)","Maximum Operating Current at full power","Amperes",null,1]
["Water Supply","Electrical","Transformer","Output Rating (kV-A)","The highest output power the Asset is rated for","kVA",null,1]
["Water Supply","Electrical","Transformer","Isolation Rating (V)","Voltage at which the Asset can safely withstand with respect to operator safety","Volts",null,1]
["Wastewater","Electrical","Transformer","Locality","Physical location in terms of its environmental conditions",null,"A_POSVRS",1]
["Wastewater","Electrical","Transformer","Output Voltage (V)","The nominal Output Voltage",null,"A_CLSVL2",1]
["Wastewater","Electrical","Transformer","Input Voltage (V)","The rated Supply Voltage",null,"A_CLSVLT",1]
["Wastewater","Electrical","Transformer","Power Rating (kW)","The highest input power the Asset is rated for","Kilowatts",null,1]
["Wastewater","Electrical","Transformer","Current Rating (A)","Maximum Operating Current at full power","Amperes",null,1]
["Wastewater","Electrical","Transformer","Output Rating (kV-A)","The highest output power the Asset is rated for","kVA",null,1]
["Wastewater","Electrical","Transformer","Isolation Rating (V)","Voltage at which the Asset can safely withstand with respect to operator safety","Volts",null,1]
["Water Supply","Electrical","Transformer","Manufacturer","Name of the manufacturer",null,null,1]
["Water Supply","Electrical","Transformer","Model","Name of the manufacturer model",null,null,1]
["Water Supply","Electrical","Transformer","Serial Number","Identification code supplied by the manufacturer",null,null,1]
["Water Supply","Electrical","Transformer","Warranty Expiry Date","Expiry date of the warranty period",null,null,1]
["Stormwater","Electrical","Transformer","Manufacturer","Name of the manufacturer",null,null,1]
["Stormwater","Electrical","Transformer","Model","Name of the manufacturer model",null,null,1]
["Stormwater","Electrical","Transformer","Serial Number","Identification code supplied by the manufacturer",null,null,1]
["Stormwater","Electrical","Transformer","Warranty Expiry Date","Expiry date of the warranty period",null,null,1]
["Wastewater","Electrical","Transformer","Manufacturer","Name of the manufacturer",null,null,1]
["Wastewater","Electrical","Transformer","Model","Name of the manufacturer model",null,null,1]
["Wastewater","Electrical","Transformer","Serial Number","Identification code supplied by the manufacturer",null,null,1]
["Wastewater","Electrical","Transformer","Warranty Expiry Date","Expiry date of the warranty period",null,null,1]
["Stockwater","Electrical","Transformer","Manufacturer","Name of the manufacturer",null,null,1]
["Stockwater","Electrical","Transformer","Model","Name of the manufacturer model",null,null,1]
["Stockwater","Electrical","Transformer","Serial Number","Identification code supplied by the manufacturer",null,null,1]
["Stockwater","Electrical","Transformer","Warranty Expiry Date","Expiry date of the warranty period",null,null,1]
["Irrigation","Electrical","Transformer","Manufacturer","Name of the manufacturer",null,null,1]
["Irrigation","Electrical","Transformer","Model","Name of the manufacturer model",null,null,1]
["Irrigation","Electrical","Transformer","Serial Number","Identification code supplied by the manufacturer",null,null,1]
["Irrigation","Electrical","Transformer","Warranty Expiry Date","Expiry date of the warranty period",null,null,1]
["Irrigation","Structure","Trash Screen","Material","Material used to manufacture the Asset",null,"A_MTLSTR",1]
["Irrigation","Structure","Trash Screen","Construction Method","Construction method used to form Asset",null,"A_MTHSTR",1]
["Irrigation","Structure","Trash Screen","Bar Spacing (mm)","Lineal measurement of spacing between the Screen Bars","Millimetres",null,1]
["Irrigation","Structure","Trash Screen","Length (m)","Total length of the Assset","Metres",null,1]
["Irrigation","Structure","Trash Screen","Width (m)","Total Width of the Asset","Metres",null,1]
["Irrigation","Structure","Trash Screen","Height (m)","Total height of the Asset (above ground)","Metres",null,1]
["Stockwater","Structure","Trash Screen","Material","Material used to manufacture the Asset",null,"A_MTLSTR",1]
["Stockwater","Structure","Trash Screen","Construction Method","Construction method used to form Asset",null,"A_MTHSTR",1]
["Stockwater","Structure","Trash Screen","Bar Spacing (mm)","Lineal measurement of spacing between the Screen Bars","Millimetres",null,1]
["Stockwater","Structure","Trash Screen","Length (m)","Total length of the Assset","Metres",null,1]
["Stockwater","Structure","Trash Screen","Width (m)","Total Width of the Asset","Metres",null,1]
["Stockwater","Structure","Trash Screen","Height (m)","Total height of the Asset (above ground)","Metres",null,1]
["Stormwater","Structure","Trash Screen","Material","Material used to manufacture the Asset",null,"A_MTLSTR",1]
["Stormwater","Structure","Trash Screen","Construction Method","Construction method used to form Asset",null,"A_MTHSTR",1]
["Stormwater","Structure","Trash Screen","Bar Spacing (mm)","Lineal measurement of spacing between the Screen Bars","Millimetres",null,1]
["Stormwater","Structure","Trash Screen","Length (m)","Total length of the Assset","Metres",null,1]
["Stormwater","Structure","Trash Screen","Width (m)","Total Width of the Asset","Metres",null,1]
["Stormwater","Structure","Trash Screen","Height (m)","Total height of the Asset (above ground)","Metres",null,1]
["Water Supply","Structure","Trash Screen","Material","Material used to manufacture the Asset",null,"A_MTLSTR",1]
["Water Supply","Structure","Trash Screen","Construction Method","Construction method used to form Asset",null,"A_MTHSTR",1]
["Water Supply","Structure","Trash Screen","Bar Spacing (mm)","Lineal measurement of spacing between the Screen Bars","Millimetres",null,1]
["Water Supply","Structure","Trash Screen","Length (m)","Total length of the Assset","Metres",null,1]
["Water Supply","Structure","Trash Screen","Width (m)","Total Width of the Asset","Metres",null,1]
["Water Supply","Structure","Trash Screen","Height (m)","Total height of the Asset (above ground)","Metres",null,1]
["Wastewater","Structure","Trash Screen","Material","Material used to manufacture the Asset",null,"A_MTLSTR",1]
["Wastewater","Structure","Trash Screen","Construction Method","Construction method used to form Asset",null,"A_MTHSTR",1]
["Wastewater","Structure","Trash Screen","Bar Spacing (mm)","Lineal measurement of spacing between the Screen Bars","Millimetres",null,1]
["Wastewater","Structure","Trash Screen","Length (m)","Total length of the Assset","Metres",null,1]
["Wastewater","Structure","Trash Screen","Width (m)","Total Width of the Asset","Metres",null,1]
["Wastewater","Structure","Trash Screen","Height (m)","Total height of the Asset (above ground)","Metres",null,1]
["Irrigation","Filter","Treatment Filter","Filter Media","Material used within the Filtration System",null,"A_MTLFLM",1]
["Irrigation","Filter","Treatment Filter","Lining Material","Media used for Filteration prevention",null,"A_MTLFLL",1]
["Irrigation","Filter","Treatment Filter","Length (mm)","Length of the Filtration System (If not circular)","Millimetres",null,1]
["Irrigation","Filter","Treatment Filter","Width (mm)","Width of the Filtration System (If not circular)","Millimetres",null,1]
["Irrigation","Filter","Treatment Filter","Diameter (mm)","Diameter of the Filter System","Millimetres",null,1]
["Irrigation","Filter","Treatment Filter","Depth (mm)","Average depth of the Filtration System","Millimetres",null,1]
["Irrigation","Filter","Treatment Filter","Surface Area (m2)","Surface Area of the Filtration System","Square metres",null,1]
["Irrigation","Filter","Treatment Filter","Infiltration (L/min)","Rate of Infiltration through the Media","Litres per minute",null,1]
["Stockwater","Filter","Treatment Filter","Filter Media","Material used within the Filtration System",null,"A_MTLFLM",1]
["Stockwater","Filter","Treatment Filter","Lining Material","Media used for Filteration prevention",null,"A_MTLFLL",1]
["Stockwater","Filter","Treatment Filter","Length (mm)","Length of the Filtration System (If not circular)","Millimetres",null,1]
["Stockwater","Filter","Treatment Filter","Width (mm)","Width of the Filtration System (If not circular)","Millimetres",null,1]
["Stockwater","Filter","Treatment Filter","Diameter (mm)","Diameter of the Filter System","Millimetres",null,1]
["Stockwater","Filter","Treatment Filter","Depth (mm)","Average depth of the Filtration System","Millimetres",null,1]
["Stockwater","Filter","Treatment Filter","Surface Area (m2)","Surface Area of the Filtration System","Square metres",null,1]
["Stockwater","Filter","Treatment Filter","Infiltration (L/min)","Rate of Infiltration through the Media","Litres per minute",null,1]
["Stormwater","Filter","Treatment Filter","Filter Media","Material used within the Filtration System",null,"A_MTLFLM",1]
["Stormwater","Filter","Treatment Filter","Lining Material","Media used for Filteration prevention",null,"A_MTLFLL",1]
["Stormwater","Filter","Treatment Filter","Length (mm)","Length of the Filtration System (If not circular)","Millimetres",null,1]
["Stormwater","Filter","Treatment Filter","Width (mm)","Width of the Filtration System (If not circular)","Millimetres",null,1]
["Stormwater","Filter","Treatment Filter","Diameter (mm)","Diameter of the Filter System","Millimetres",null,1]
["Stormwater","Filter","Treatment Filter","Depth (mm)","Average depth of the Filtration System","Millimetres",null,1]
["Stormwater","Filter","Treatment Filter","Surface Area (m2)","Surface Area of the Filtration System","Square metres",null,1]
["Stormwater","Filter","Treatment Filter","Infiltration (L/min)","Rate of Infiltration through the Media","Litres per minute",null,1]
["Water Supply","Filter","Treatment Filter","Filter Media","Material used within the Filtration System",null,"A_MTLFLM",1]
["Water Supply","Filter","Treatment Filter","Lining Material","Media used for Filteration prevention",null,"A_MTLFLL",1]
["Water Supply","Filter","Treatment Filter","Length (mm)","Length of the Filtration System (If not circular)","Millimetres",null,1]
["Water Supply","Filter","Treatment Filter","Width (mm)","Width of the Filtration System (If not circular)","Millimetres",null,1]
["Water Supply","Filter","Treatment Filter","Diameter (mm)","Diameter of the Filter System","Millimetres",null,1]
["Water Supply","Filter","Treatment Filter","Depth (mm)","Average depth of the Filtration System","Millimetres",null,1]
["Water Supply","Filter","Treatment Filter","Surface Area (m2)","Surface Area of the Filtration System","Square metres",null,1]
["Water Supply","Filter","Treatment Filter","Infiltration (L/min)","Rate of Infiltration through the Media","Litres per minute",null,1]
["Wastewater","Filter","Treatment Filter","Filter Media","Material used within the Filtration System",null,"A_MTLFLM",1]
["Wastewater","Filter","Treatment Filter","Lining Material","Media used for Filteration prevention",null,"A_MTLFLL",1]
["Wastewater","Filter","Treatment Filter","Length (mm)","Length of the Filtration System (If not circular)","Millimetres",null,1]
["Wastewater","Filter","Treatment Filter","Width (mm)","Width of the Filtration System (If not circular)","Millimetres",null,1]
["Wastewater","Filter","Treatment Filter","Diameter (mm)","Diameter of the Filter System","Millimetres",null,1]
["Wastewater","Filter","Treatment Filter","Depth (mm)","Average depth of the Filtration System","Millimetres",null,1]
["Wastewater","Filter","Treatment Filter","Surface Area (m2)","Surface Area of the Filtration System","Square metres",null,1]
["Wastewater","Filter","Treatment Filter","Infiltration (L/min)","Rate of Infiltration through the Media","Litres per minute",null,1]
["Water Supply","Filter","Treatment Filter","Manufacturer","Name of the manufacturer",null,null,1]
["Water Supply","Filter","Treatment Filter","Model","Name of the manufacturer model",null,null,1]
["Water Supply","Filter","Treatment Filter","Serial Number","Identification code supplied by the manufacturer",null,null,1]
["Irrigation","Filter","Treatment Filter","Manufacturer","Name of the manufacturer",null,null,1]
["Irrigation","Filter","Treatment Filter","Model","Name of the manufacturer model",null,null,1]
["Irrigation","Filter","Treatment Filter","Serial Number","Identification code supplied by the manufacturer",null,null,1]
["Stockwater","Filter","Treatment Filter","Manufacturer","Name of the manufacturer",null,null,1]
["Stockwater","Filter","Treatment Filter","Model","Name of the manufacturer model",null,null,1]
["Stockwater","Filter","Treatment Filter","Serial Number","Identification code supplied by the manufacturer",null,null,1]
["Wastewater","Filter","Treatment Filter","Manufacturer","Name of the manufacturer",null,null,1]
["Wastewater","Filter","Treatment Filter","Model","Name of the manufacturer model",null,null,1]
["Wastewater","Filter","Treatment Filter","Serial Number","Identification code supplied by the manufacturer",null,null,1]
["Stormwater","Filter","Treatment Filter","Manufacturer","Name of the manufacturer",null,null,1]
["Stormwater","Filter","Treatment Filter","Model","Name of the manufacturer model",null,null,1]
["Stormwater","Filter","Treatment Filter","Serial Number","Identification code supplied by the manufacturer",null,null,1]
["Irrigation","Electrical","Treatment Room Heater","Locality","Physical location in terms of its environmental conditions",null,"A_POSVRS",1]
["Irrigation","Electrical","Treatment Room Heater","Input Voltage (V)","The rated Supply Voltage",null,"A_CLSVLT",1]
["Irrigation","Electrical","Treatment Room Heater","Power Rating (kW)","The highest input power the Asset is rated for","Kilowatts",null,1]
["Irrigation","Electrical","Treatment Room Heater","Current Rating (A)","Maximum Operating Current at full power","Amperes",null,1]
["Stockwater","Electrical","Treatment Room Heater","Locality","Physical location in terms of its environmental conditions",null,"A_POSVRS",1]
["Stockwater","Electrical","Treatment Room Heater","Input Voltage (V)","The rated Supply Voltage",null,"A_CLSVLT",1]
["Stockwater","Electrical","Treatment Room Heater","Power Rating (kW)","The highest input power the Asset is rated for","Kilowatts",null,1]
["Stockwater","Electrical","Treatment Room Heater","Current Rating (A)","Maximum Operating Current at full power","Amperes",null,1]
["Stormwater","Electrical","Treatment Room Heater","Locality","Physical location in terms of its environmental conditions",null,"A_POSVRS",1]
["Stormwater","Electrical","Treatment Room Heater","Input Voltage (V)","The rated Supply Voltage",null,"A_CLSVLT",1]
["Stormwater","Electrical","Treatment Room Heater","Power Rating (kW)","The highest input power the Asset is rated for","Kilowatts",null,1]
["Stormwater","Electrical","Treatment Room Heater","Current Rating (A)","Maximum Operating Current at full power","Amperes",null,1]
["Water Supply","Electrical","Treatment Room Heater","Locality","Physical location in terms of its environmental conditions",null,"A_POSVRS",1]
["Water Supply","Electrical","Treatment Room Heater","Input Voltage (V)","The rated Supply Voltage",null,"A_CLSVLT",1]
["Water Supply","Electrical","Treatment Room Heater","Power Rating (kW)","The highest input power the Asset is rated for","Kilowatts",null,1]
["Water Supply","Electrical","Treatment Room Heater","Current Rating (A)","Maximum Operating Current at full power","Amperes",null,1]
["Wastewater","Electrical","Treatment Room Heater","Locality","Physical location in terms of its environmental conditions",null,"A_POSVRS",1]
["Wastewater","Electrical","Treatment Room Heater","Input Voltage (V)","The rated Supply Voltage",null,"A_CLSVLT",1]
["Wastewater","Electrical","Treatment Room Heater","Power Rating (kW)","The highest input power the Asset is rated for","Kilowatts",null,1]
["Wastewater","Electrical","Treatment Room Heater","Current Rating (A)","Maximum Operating Current at full power","Amperes",null,1]
["Water Supply","Electrical","Treatment Room Heater","Manufacturer","Name of the manufacturer",null,null,1]
["Water Supply","Electrical","Treatment Room Heater","Model","Name of the manufacturer model",null,null,1]
["Water Supply","Electrical","Treatment Room Heater","Serial Number","Identification code supplied by the manufacturer",null,null,1]
["Water Supply","Electrical","Treatment Room Heater","Warranty Expiry Date","Expiry date of the warranty period",null,null,1]
["Stormwater","Electrical","Treatment Room Heater","Manufacturer","Name of the manufacturer",null,null,1]
["Stormwater","Electrical","Treatment Room Heater","Model","Name of the manufacturer model",null,null,1]
["Stormwater","Electrical","Treatment Room Heater","Serial Number","Identification code supplied by the manufacturer",null,null,1]
["Stormwater","Electrical","Treatment Room Heater","Warranty Expiry Date","Expiry date of the warranty period",null,null,1]
["Wastewater","Electrical","Treatment Room Heater","Manufacturer","Name of the manufacturer",null,null,1]
["Wastewater","Electrical","Treatment Room Heater","Model","Name of the manufacturer model",null,null,1]
["Wastewater","Electrical","Treatment Room Heater","Serial Number","Identification code supplied by the manufacturer",null,null,1]
["Wastewater","Electrical","Treatment Room Heater","Warranty Expiry Date","Expiry date of the warranty period",null,null,1]
["Stockwater","Electrical","Treatment Room Heater","Manufacturer","Name of the manufacturer",null,null,1]
["Stockwater","Electrical","Treatment Room Heater","Model","Name of the manufacturer model",null,null,1]
["Stockwater","Electrical","Treatment Room Heater","Serial Number","Identification code supplied by the manufacturer",null,null,1]
["Stockwater","Electrical","Treatment Room Heater","Warranty Expiry Date","Expiry date of the warranty period",null,null,1]
["Irrigation","Electrical","Treatment Room Heater","Manufacturer","Name of the manufacturer",null,null,1]
["Irrigation","Electrical","Treatment Room Heater","Model","Name of the manufacturer model",null,null,1]
["Irrigation","Electrical","Treatment Room Heater","Serial Number","Identification code supplied by the manufacturer",null,null,1]
["Irrigation","Electrical","Treatment Room Heater","Warranty Expiry Date","Expiry date of the warranty period",null,null,1]
["Irrigation","Pipe","Tunnel","Material","Material used to manufacture the Asset",null,"A_MTLPIP",1]
["Irrigation","Pipe","Tunnel","Installation Method","Construction method used to form the Asset",null,"A_MTHPIP",1]
["Irrigation","Pipe","Tunnel","Locality","Physical location of the Asset ",null,"A_POSVRS",1]
["Irrigation","Pipe","Tunnel","Pipe Shape","Shape of the Asset",null,"A_SHPPIP",1]
["Irrigation","Pipe","Tunnel","Diameter (mm)","Nominal diameter of the Asset (Internal diameter unless external diameter is nominated as industry standard)","Millimetres",null,1]
["Irrigation","Pipe","Tunnel","Length (m)","Total lineal length of the Asset","Metres",null,1]
["Irrigation","Pipe","Tunnel","Width (mm)","Internal width of the Asset (If not circular)","Millimetres",null,1]
["Irrigation","Pipe","Tunnel","Height (mm)","Internal height of the Asset (If not circular)","Millimetres",null,1]
["Irrigation","Pipe","Tunnel","Upstream RL (m)","Invert level of the Asset at the upstream end (in terms of a R.L)","Metres",null,1]
["Irrigation","Pipe","Tunnel","Downstream RL (m)","Invert level of the Asset at the downstream end (in terms of a R.L)","Metres",null,1]
["Stockwater","Pipe","Tunnel","Material","Material used to manufacture the Asset",null,"A_MTLPIP",1]
["Stockwater","Pipe","Tunnel","Installation Method","Construction method used to form the Asset",null,"A_MTHPIP",1]
["Stockwater","Pipe","Tunnel","Locality","Physical location of the Asset ",null,"A_POSVRS",1]
["Stockwater","Pipe","Tunnel","Pipe Shape","Shape of the Asset",null,"A_SHPPIP",1]
["Stockwater","Pipe","Tunnel","Diameter (mm)","Nominal diameter of the Asset (Internal diameter unless external diameter is nominated as industry standard)","Millimetres",null,1]
["Stockwater","Pipe","Tunnel","Length (m)","Total lineal length of the Asset","Metres",null,1]
["Stockwater","Pipe","Tunnel","Width (mm)","Internal width of the Asset (If not circular)","Millimetres",null,1]
["Stockwater","Pipe","Tunnel","Height (mm)","Internal height of the Asset (If not circular)","Millimetres",null,1]
["Stockwater","Pipe","Tunnel","Upstream RL (m)","Invert level of the Asset at the upstream end (in terms of a R.L)","Metres",null,1]
["Stockwater","Pipe","Tunnel","Downstream RL (m)","Invert level of the Asset at the downstream end (in terms of a R.L)","Metres",null,1]
["Stormwater","Pipe","Tunnel","Material","Material used to manufacture the Asset",null,"A_MTLPIP",1]
["Stormwater","Pipe","Tunnel","Installation Method","Construction method used to form the Asset",null,"A_MTHPIP",1]
["Stormwater","Pipe","Tunnel","Locality","Physical location of the Asset ",null,"A_POSVRS",1]
["Stormwater","Pipe","Tunnel","Pipe Shape","Shape of the Asset",null,"A_SHPPIP",1]
["Stormwater","Pipe","Tunnel","Diameter (mm)","Nominal diameter of the Asset (Internal diameter unless external diameter is nominated as industry standard)","Millimetres",null,1]
["Stormwater","Pipe","Tunnel","Length (m)","Total lineal length of the Asset","Metres",null,1]
["Stormwater","Pipe","Tunnel","Width (mm)","Internal width of the Asset (If not circular)","Millimetres",null,1]
["Stormwater","Pipe","Tunnel","Height (mm)","Internal height of the Asset (If not circular)","Millimetres",null,1]
["Stormwater","Pipe","Tunnel","Upstream RL (m)","Invert level of the Asset at the upstream end (in terms of a R.L)","Metres",null,1]
["Stormwater","Pipe","Tunnel","Downstream RL (m)","Invert level of the Asset at the downstream end (in terms of a R.L)","Metres",null,1]
["Water Supply","Pipe","Tunnel","Material","Material used to manufacture the Asset",null,"A_MTLPIP",1]
["Water Supply","Pipe","Tunnel","Installation Method","Construction method used to form the Asset",null,"A_MTHPIP",1]
["Water Supply","Pipe","Tunnel","Locality","Physical location of the Asset ",null,"A_POSVRS",1]
["Water Supply","Pipe","Tunnel","Pipe Shape","Shape of the Asset",null,"A_SHPPIP",1]
["Water Supply","Pipe","Tunnel","Diameter (mm)","Nominal diameter of the Asset (Internal diameter unless external diameter is nominated as industry standard)","Millimetres",null,1]
["Water Supply","Pipe","Tunnel","Length (m)","Total lineal length of the Asset","Metres",null,1]
["Water Supply","Pipe","Tunnel","Width (mm)","Internal width of the Asset (If not circular)","Millimetres",null,1]
["Water Supply","Pipe","Tunnel","Height (mm)","Internal height of the Asset (If not circular)","Millimetres",null,1]
["Water Supply","Pipe","Tunnel","Upstream RL (m)","Invert level of the Asset at the upstream end (in terms of a R.L)","Metres",null,1]
["Water Supply","Pipe","Tunnel","Downstream RL (m)","Invert level of the Asset at the downstream end (in terms of a R.L)","Metres",null,1]
["Wastewater","Pipe","Tunnel","Material","Material used to manufacture the Asset",null,"A_MTLPIP",1]
["Wastewater","Pipe","Tunnel","Installation Method","Construction method used to form the Asset",null,"A_MTHPIP",1]
["Wastewater","Pipe","Tunnel","Locality","Physical location of the Asset ",null,"A_POSVRS",1]
["Wastewater","Pipe","Tunnel","Pipe Shape","Shape of the Asset",null,"A_SHPPIP",1]
["Wastewater","Pipe","Tunnel","Diameter (mm)","Nominal diameter of the Asset (Internal diameter unless external diameter is nominated as industry standard)","Millimetres",null,1]
["Wastewater","Pipe","Tunnel","Length (m)","Total lineal length of the Asset","Metres",null,1]
["Wastewater","Pipe","Tunnel","Width (mm)","Internal width of the Asset (If not circular)","Millimetres",null,1]
["Wastewater","Pipe","Tunnel","Height (mm)","Internal height of the Asset (If not circular)","Millimetres",null,1]
["Wastewater","Pipe","Tunnel","Upstream RL (m)","Invert level of the Asset at the upstream end (in terms of a R.L)","Metres",null,1]
["Wastewater","Pipe","Tunnel","Downstream RL (m)","Invert level of the Asset at the downstream end (in terms of a R.L)","Metres",null,1]
["Irrigation","Instrument","Turbidity Analyser","Input Voltage (V)","To define the rated Supply Voltage","Volts","A_CLSVLT",1]
["Irrigation","Instrument","Turbidity Analyser","Locality","Physical location of the Asset",null,"A_POSVRS",1]
["Irrigation","Instrument","Turbidity Analyser","Monitoring Type","Method used for monitoring, recording and reporting of data",null,"A_MTHMNT",1]
["Irrigation","Instrument","Turbidity Analyser","Comms Protocol","Communications method used for sending and receiving data",null,"A_TYPCOM",1]
["Irrigation","Instrument","Turbidity Analyser","Calibration Agent",null,null,null,1]
["Irrigation","Instrument","Turbidity Analyser","Calibration Number",null,null,null,1]
["Irrigation","Instrument","Turbidity Analyser","Calibration Exp Date",null,null,null,1]
["Irrigation","Instrument","Turbidity Analyser","Instrument Range","Approved range for measuring the data",null,null,1]
["Stockwater","Instrument","Turbidity Analyser","Input Voltage (V)","To define the rated Supply Voltage","Volts","A_CLSVLT",1]
["Stockwater","Instrument","Turbidity Analyser","Locality","Physical location of the Asset",null,"A_POSVRS",1]
["Stockwater","Instrument","Turbidity Analyser","Monitoring Type","Method used for monitoring, recording and reporting of data",null,"A_MTHMNT",1]
["Stockwater","Instrument","Turbidity Analyser","Comms Protocol","Communications method used for sending and receiving data",null,"A_TYPCOM",1]
["Stockwater","Instrument","Turbidity Analyser","Calibration Agent",null,null,null,1]
["Stockwater","Instrument","Turbidity Analyser","Calibration Number",null,null,null,1]
["Stockwater","Instrument","Turbidity Analyser","Calibration Exp Date",null,null,null,1]
["Stockwater","Instrument","Turbidity Analyser","Instrument Range","Approved range for measuring the data",null,null,1]
["Stormwater","Instrument","Turbidity Analyser","Input Voltage (V)","To define the rated Supply Voltage","Volts","A_CLSVLT",1]
["Stormwater","Instrument","Turbidity Analyser","Locality","Physical location of the Asset",null,"A_POSVRS",1]
["Stormwater","Instrument","Turbidity Analyser","Monitoring Type","Method used for monitoring, recording and reporting of data",null,"A_MTHMNT",1]
["Stormwater","Instrument","Turbidity Analyser","Comms Protocol","Communications method used for sending and receiving data",null,"A_TYPCOM",1]
["Stormwater","Instrument","Turbidity Analyser","Calibration Agent",null,null,null,1]
["Stormwater","Instrument","Turbidity Analyser","Calibration Number",null,null,null,1]
["Stormwater","Instrument","Turbidity Analyser","Calibration Exp Date",null,null,null,1]
["Stormwater","Instrument","Turbidity Analyser","Instrument Range","Approved range for measuring the data",null,null,1]
["Water Supply","Instrument","Turbidity Analyser","Input Voltage (V)","To define the rated Supply Voltage","Volts","A_CLSVLT",1]
["Water Supply","Instrument","Turbidity Analyser","Locality","Physical location of the Asset",null,"A_POSVRS",1]
["Water Supply","Instrument","Turbidity Analyser","Monitoring Type","Method used for monitoring, recording and reporting of data",null,"A_MTHMNT",1]
["Water Supply","Instrument","Turbidity Analyser","Comms Protocol","Communications method used for sending and receiving data",null,"A_TYPCOM",1]
["Water Supply","Instrument","Turbidity Analyser","Calibration Agent",null,null,null,1]
["Water Supply","Instrument","Turbidity Analyser","Calibration Number",null,null,null,1]
["Water Supply","Instrument","Turbidity Analyser","Calibration Exp Date",null,null,null,1]
["Water Supply","Instrument","Turbidity Analyser","Instrument Range","Approved range for measuring the data",null,null,1]
["Wastewater","Instrument","Turbidity Analyser","Input Voltage (V)","To define the rated Supply Voltage","Volts","A_CLSVLT",1]
["Wastewater","Instrument","Turbidity Analyser","Locality","Physical location of the Asset",null,"A_POSVRS",1]
["Wastewater","Instrument","Turbidity Analyser","Monitoring Type","Method used for monitoring, recording and reporting of data",null,"A_MTHMNT",1]
["Wastewater","Instrument","Turbidity Analyser","Comms Protocol","Communications method used for sending and receiving data",null,"A_TYPCOM",1]
["Wastewater","Instrument","Turbidity Analyser","Calibration Agent",null,null,null,1]
["Wastewater","Instrument","Turbidity Analyser","Calibration Number",null,null,null,1]
["Wastewater","Instrument","Turbidity Analyser","Calibration Exp Date",null,null,null,1]
["Wastewater","Instrument","Turbidity Analyser","Instrument Range","Approved range for measuring the data",null,null,1]
["Water Supply","Instrument","Turbidity Analyser","Manufacturer","Name of the manufacturer",null,null,1]
["Water Supply","Instrument","Turbidity Analyser","Model","Name of the manufacturer model",null,null,1]
["Water Supply","Instrument","Turbidity Analyser","Serial Number","Identification code supplied by the manufacturer",null,null,1]
["Water Supply","Instrument","Turbidity Analyser","Warranty Expiry Date","Expiry date of the warranty period",null,null,1]
["Stormwater","Instrument","Turbidity Analyser","Manufacturer","Name of the manufacturer",null,null,1]
["Stormwater","Instrument","Turbidity Analyser","Model","Name of the manufacturer model",null,null,1]
["Stormwater","Instrument","Turbidity Analyser","Serial Number","Identification code supplied by the manufacturer",null,null,1]
["Stormwater","Instrument","Turbidity Analyser","Warranty Expiry Date","Expiry date of the warranty period",null,null,1]
["Wastewater","Instrument","Turbidity Analyser","Manufacturer","Name of the manufacturer",null,null,1]
["Wastewater","Instrument","Turbidity Analyser","Model","Name of the manufacturer model",null,null,1]
["Wastewater","Instrument","Turbidity Analyser","Serial Number","Identification code supplied by the manufacturer",null,null,1]
["Wastewater","Instrument","Turbidity Analyser","Warranty Expiry Date","Expiry date of the warranty period",null,null,1]
["Stockwater","Instrument","Turbidity Analyser","Manufacturer","Name of the manufacturer",null,null,1]
["Stockwater","Instrument","Turbidity Analyser","Model","Name of the manufacturer model",null,null,1]
["Stockwater","Instrument","Turbidity Analyser","Serial Number","Identification code supplied by the manufacturer",null,null,1]
["Stockwater","Instrument","Turbidity Analyser","Warranty Expiry Date","Expiry date of the warranty period",null,null,1]
["Irrigation","Instrument","Turbidity Analyser","Manufacturer","Name of the manufacturer",null,null,1]
["Irrigation","Instrument","Turbidity Analyser","Model","Name of the manufacturer model",null,null,1]
["Irrigation","Instrument","Turbidity Analyser","Serial Number","Identification code supplied by the manufacturer",null,null,1]
["Irrigation","Instrument","Turbidity Analyser","Warranty Expiry Date","Expiry date of the warranty period",null,null,1]
["Irrigation","Electrical","Ultraviolet Disinfection Unit","Locality","Physical location in terms of its environmental conditions",null,"A_POSVRS",1]
["Irrigation","Electrical","Ultraviolet Disinfection Unit","Input Voltage (V)","The rated Supply Voltage",null,"A_CLSVLT",1]
["Irrigation","Electrical","Ultraviolet Disinfection Unit","Monitoring Type","For monitoring, recording and reporting of data",null,"A_MTHMNT",1]
["Irrigation","Electrical","Ultraviolet Disinfection Unit","Power Rating (kW)","The highest input power the Asset is rated for","Kilowatts",null,1]
["Irrigation","Electrical","Ultraviolet Disinfection Unit","Current Rating (A)","Maximum Operating Current at full power","Amperes",null,1]
["Irrigation","Electrical","Ultraviolet Disinfection Unit","Cable Length (m)","Total length of Cable between device and termination point","Metres",null,1]
["Irrigation","Electrical","Ultraviolet Disinfection Unit","UV Lamp Count","Total quantity of UV Lamps in the UVB Unit","Count",null,1]
["Irrigation","Electrical","Ultraviolet Disinfection Unit","Rated Flow (L/min)","Volume of water passing through the UV System","Litres per minute",null,1]
["Irrigation","Electrical","Ultraviolet Disinfection Unit","UVT Rating","Measure of the lowest UV transmittance of water for which the system is rated, at its rated flow \n(eg. Unit rating may be 40 L/s @ UVT of 90%)",null,null,1]
["Stockwater","Electrical","Ultraviolet Disinfection Unit","Locality","Physical location in terms of its environmental conditions",null,"A_POSVRS",1]
["Stockwater","Electrical","Ultraviolet Disinfection Unit","Input Voltage (V)","The rated Supply Voltage",null,"A_CLSVLT",1]
["Stockwater","Electrical","Ultraviolet Disinfection Unit","Monitoring Type","For monitoring, recording and reporting of data",null,"A_MTHMNT",1]
["Stockwater","Electrical","Ultraviolet Disinfection Unit","Power Rating (kW)","The highest input power the Asset is rated for","Kilowatts",null,1]
["Stockwater","Electrical","Ultraviolet Disinfection Unit","Current Rating (A)","Maximum Operating Current at full power","Amperes",null,1]
["Stockwater","Electrical","Ultraviolet Disinfection Unit","Cable Length (m)","Total length of Cable between device and termination point","Metres",null,1]
["Stockwater","Electrical","Ultraviolet Disinfection Unit","UV Lamp Count","Total quantity of UV Lamps in the UVB Unit","Count",null,1]
["Stockwater","Electrical","Ultraviolet Disinfection Unit","Rated Flow (L/min)","Volume of water passing through the UV System","Litres per minute",null,1]
["Stockwater","Electrical","Ultraviolet Disinfection Unit","UVT Rating","Measure of the lowest UV transmittance of water for which the system is rated, at its rated flow \n(eg. Unit rating may be 40 L/s @ UVT of 90%)",null,null,1]
["Stormwater","Electrical","Ultraviolet Disinfection Unit","Locality","Physical location in terms of its environmental conditions",null,"A_POSVRS",1]
["Stormwater","Electrical","Ultraviolet Disinfection Unit","Input Voltage (V)","The rated Supply Voltage",null,"A_CLSVLT",1]
["Stormwater","Electrical","Ultraviolet Disinfection Unit","Monitoring Type","For monitoring, recording and reporting of data",null,"A_MTHMNT",1]
["Stormwater","Electrical","Ultraviolet Disinfection Unit","Power Rating (kW)","The highest input power the Asset is rated for","Kilowatts",null,1]
["Stormwater","Electrical","Ultraviolet Disinfection Unit","Current Rating (A)","Maximum Operating Current at full power","Amperes",null,1]
["Stormwater","Electrical","Ultraviolet Disinfection Unit","Cable Length (m)","Total length of Cable between device and termination point","Metres",null,1]
["Stormwater","Electrical","Ultraviolet Disinfection Unit","UV Lamp Count","Total quantity of UV Lamps in the UVB Unit","Count",null,1]
["Stormwater","Electrical","Ultraviolet Disinfection Unit","Rated Flow (L/min)","Volume of water passing through the UV System","Litres per minute",null,1]
["Stormwater","Electrical","Ultraviolet Disinfection Unit","UVT Rating","Measure of the lowest UV transmittance of water for which the system is rated, at its rated flow \n(eg. Unit rating may be 40 L/s @ UVT of 90%)",null,null,1]
["Water Supply","Electrical","Ultraviolet Disinfection Unit","Locality","Physical location in terms of its environmental conditions",null,"A_POSVRS",1]
["Water Supply","Electrical","Ultraviolet Disinfection Unit","Input Voltage (V)","The rated Supply Voltage",null,"A_CLSVLT",1]
["Water Supply","Electrical","Ultraviolet Disinfection Unit","Monitoring Type","For monitoring, recording and reporting of data",null,"A_MTHMNT",1]
["Water Supply","Electrical","Ultraviolet Disinfection Unit","Power Rating (kW)","The highest input power the Asset is rated for","Kilowatts",null,1]
["Water Supply","Electrical","Ultraviolet Disinfection Unit","Current Rating (A)","Maximum Operating Current at full power","Amperes",null,1]
["Water Supply","Electrical","Ultraviolet Disinfection Unit","Cable Length (m)","Total length of Cable between device and termination point","Metres",null,1]
["Water Supply","Electrical","Ultraviolet Disinfection Unit","UV Lamp Count","Total quantity of UV Lamps in the UVB Unit","Count",null,1]
["Water Supply","Electrical","Ultraviolet Disinfection Unit","Rated Flow (L/min)","Volume of water passing through the UV System","Litres per minute",null,1]
["Water Supply","Electrical","Ultraviolet Disinfection Unit","UVT Rating","Measure of the lowest UV transmittance of water for which the system is rated, at its rated flow \n(eg. Unit rating may be 40 L/s @ UVT of 90%)",null,null,1]
["Wastewater","Electrical","Ultraviolet Disinfection Unit","Locality","Physical location in terms of its environmental conditions",null,"A_POSVRS",1]
["Wastewater","Electrical","Ultraviolet Disinfection Unit","Input Voltage (V)","The rated Supply Voltage",null,"A_CLSVLT",1]
["Wastewater","Electrical","Ultraviolet Disinfection Unit","Monitoring Type","For monitoring, recording and reporting of data",null,"A_MTHMNT",1]
["Wastewater","Electrical","Ultraviolet Disinfection Unit","Power Rating (kW)","The highest input power the Asset is rated for","Kilowatts",null,1]
["Wastewater","Electrical","Ultraviolet Disinfection Unit","Current Rating (A)","Maximum Operating Current at full power","Amperes",null,1]
["Wastewater","Electrical","Ultraviolet Disinfection Unit","Cable Length (m)","Total length of Cable between device and termination point","Metres",null,1]
["Wastewater","Electrical","Ultraviolet Disinfection Unit","UV Lamp Count","Total quantity of UV Lamps in the UVB Unit","Count",null,1]
["Wastewater","Electrical","Ultraviolet Disinfection Unit","Rated Flow (L/min)","Volume of water passing through the UV System","Litres per minute",null,1]
["Wastewater","Electrical","Ultraviolet Disinfection Unit","UVT Rating","Measure of the lowest UV transmittance of water for which the system is rated, at its rated flow \n(eg. Unit rating may be 40 L/s @ UVT of 90%)",null,null,1]
["Water Supply","Electrical","Ultraviolet Disinfection Unit","Manufacturer","Name of the manufacturer",null,null,1]
["Water Supply","Electrical","Ultraviolet Disinfection Unit","Model","Name of the manufacturer model",null,null,1]
["Water Supply","Electrical","Ultraviolet Disinfection Unit","Serial Number","Identification code supplied by the manufacturer",null,null,1]
["Water Supply","Electrical","Ultraviolet Disinfection Unit","Warranty Expiry Date","Expiry date of the warranty period",null,null,1]
["Stormwater","Electrical","Ultraviolet Disinfection Unit","Manufacturer","Name of the manufacturer",null,null,1]
["Stormwater","Electrical","Ultraviolet Disinfection Unit","Model","Name of the manufacturer model",null,null,1]
["Stormwater","Electrical","Ultraviolet Disinfection Unit","Serial Number","Identification code supplied by the manufacturer",null,null,1]
["Stormwater","Electrical","Ultraviolet Disinfection Unit","Warranty Expiry Date","Expiry date of the warranty period",null,null,1]
["Wastewater","Electrical","Ultraviolet Disinfection Unit","Manufacturer","Name of the manufacturer",null,null,1]
["Wastewater","Electrical","Ultraviolet Disinfection Unit","Model","Name of the manufacturer model",null,null,1]
["Wastewater","Electrical","Ultraviolet Disinfection Unit","Serial Number","Identification code supplied by the manufacturer",null,null,1]
["Wastewater","Electrical","Ultraviolet Disinfection Unit","Warranty Expiry Date","Expiry date of the warranty period",null,null,1]
["Stockwater","Electrical","Ultraviolet Disinfection Unit","Manufacturer","Name of the manufacturer",null,null,1]
["Stockwater","Electrical","Ultraviolet Disinfection Unit","Model","Name of the manufacturer model",null,null,1]
["Stockwater","Electrical","Ultraviolet Disinfection Unit","Serial Number","Identification code supplied by the manufacturer",null,null,1]
["Stockwater","Electrical","Ultraviolet Disinfection Unit","Warranty Expiry Date","Expiry date of the warranty period",null,null,1]
["Irrigation","Electrical","Ultraviolet Disinfection Unit","Manufacturer","Name of the manufacturer",null,null,1]
["Irrigation","Electrical","Ultraviolet Disinfection Unit","Model","Name of the manufacturer model",null,null,1]
["Irrigation","Electrical","Ultraviolet Disinfection Unit","Serial Number","Identification code supplied by the manufacturer",null,null,1]
["Irrigation","Electrical","Ultraviolet Disinfection Unit","Warranty Expiry Date","Expiry date of the warranty period",null,null,1]
["Irrigation","Electrical","UPS and Batteries","Locality","Physical location in terms of its environmental conditions",null,"A_POSVRS",1]
["Irrigation","Electrical","UPS and Batteries","Output Voltage (V)","The nominal Output Voltage",null,"A_CLSVL2",1]
["Irrigation","Electrical","UPS and Batteries","Input Voltage (V)","The rated Supply Voltage",null,"A_CLSVLT",1]
["Irrigation","Electrical","UPS and Batteries","Monitoring Type","For monitoring, recording and reporting of data",null,"A_MTHMNT",1]
["Irrigation","Electrical","UPS and Batteries","Power Rating (kW)","The highest input power the Asset is rated for","Kilowatts",null,1]
["Irrigation","Electrical","UPS and Batteries","Current Rating (A)","Maximum Operating Current at full power","Amperes",null,1]
["Irrigation","Electrical","UPS and Batteries","Battery Size (A-hr)","Total storage capacity","Ampere hours",null,1]
["Stockwater","Electrical","UPS and Batteries","Locality","Physical location in terms of its environmental conditions",null,"A_POSVRS",1]
["Stockwater","Electrical","UPS and Batteries","Output Voltage (V)","The nominal Output Voltage",null,"A_CLSVL2",1]
["Stockwater","Electrical","UPS and Batteries","Input Voltage (V)","The rated Supply Voltage",null,"A_CLSVLT",1]
["Stockwater","Electrical","UPS and Batteries","Monitoring Type","For monitoring, recording and reporting of data",null,"A_MTHMNT",1]
["Stockwater","Electrical","UPS and Batteries","Power Rating (kW)","The highest input power the Asset is rated for","Kilowatts",null,1]
["Stockwater","Electrical","UPS and Batteries","Current Rating (A)","Maximum Operating Current at full power","Amperes",null,1]
["Stockwater","Electrical","UPS and Batteries","Battery Size (A-hr)","Total storage capacity","Ampere hours",null,1]
["Stormwater","Electrical","UPS and Batteries","Locality","Physical location in terms of its environmental conditions",null,"A_POSVRS",1]
["Stormwater","Electrical","UPS and Batteries","Output Voltage (V)","The nominal Output Voltage",null,"A_CLSVL2",1]
["Stormwater","Electrical","UPS and Batteries","Input Voltage (V)","The rated Supply Voltage",null,"A_CLSVLT",1]
["Stormwater","Electrical","UPS and Batteries","Monitoring Type","For monitoring, recording and reporting of data",null,"A_MTHMNT",1]
["Stormwater","Electrical","UPS and Batteries","Power Rating (kW)","The highest input power the Asset is rated for","Kilowatts",null,1]
["Stormwater","Electrical","UPS and Batteries","Current Rating (A)","Maximum Operating Current at full power","Amperes",null,1]
["Stormwater","Electrical","UPS and Batteries","Battery Size (A-hr)","Total storage capacity","Ampere hours",null,1]
["Water Supply","Electrical","UPS and Batteries","Locality","Physical location in terms of its environmental conditions",null,"A_POSVRS",1]
["Water Supply","Electrical","UPS and Batteries","Output Voltage (V)","The nominal Output Voltage",null,"A_CLSVL2",1]
["Water Supply","Electrical","UPS and Batteries","Input Voltage (V)","The rated Supply Voltage",null,"A_CLSVLT",1]
["Water Supply","Electrical","UPS and Batteries","Monitoring Type","For monitoring, recording and reporting of data",null,"A_MTHMNT",1]
["Water Supply","Electrical","UPS and Batteries","Power Rating (kW)","The highest input power the Asset is rated for","Kilowatts",null,1]
["Water Supply","Electrical","UPS and Batteries","Current Rating (A)","Maximum Operating Current at full power","Amperes",null,1]
["Water Supply","Electrical","UPS and Batteries","Battery Size (A-hr)","Total storage capacity","Ampere hours",null,1]
["Wastewater","Electrical","UPS and Batteries","Locality","Physical location in terms of its environmental conditions",null,"A_POSVRS",1]
["Wastewater","Electrical","UPS and Batteries","Output Voltage (V)","The nominal Output Voltage",null,"A_CLSVL2",1]
["Wastewater","Electrical","UPS and Batteries","Input Voltage (V)","The rated Supply Voltage",null,"A_CLSVLT",1]
["Wastewater","Electrical","UPS and Batteries","Monitoring Type","For monitoring, recording and reporting of data",null,"A_MTHMNT",1]
["Wastewater","Electrical","UPS and Batteries","Power Rating (kW)","The highest input power the Asset is rated for","Kilowatts",null,1]
["Wastewater","Electrical","UPS and Batteries","Current Rating (A)","Maximum Operating Current at full power","Amperes",null,1]
["Wastewater","Electrical","UPS and Batteries","Battery Size (A-hr)","Total storage capacity","Ampere hours",null,1]
["Water Supply","Electrical","UPS and Batteries","Manufacturer","Name of the manufacturer",null,null,1]
["Water Supply","Electrical","UPS and Batteries","Model","Name of the manufacturer model",null,null,1]
["Water Supply","Electrical","UPS and Batteries","Serial Number","Identification code supplied by the manufacturer",null,null,1]
["Water Supply","Electrical","UPS and Batteries","Warranty Expiry Date","Expiry date of the warranty period",null,null,1]
["Stormwater","Electrical","UPS and Batteries","Manufacturer","Name of the manufacturer",null,null,1]
["Stormwater","Electrical","UPS and Batteries","Model","Name of the manufacturer model",null,null,1]
["Stormwater","Electrical","UPS and Batteries","Serial Number","Identification code supplied by the manufacturer",null,null,1]
["Stormwater","Electrical","UPS and Batteries","Warranty Expiry Date","Expiry date of the warranty period",null,null,1]
["Wastewater","Electrical","UPS and Batteries","Manufacturer","Name of the manufacturer",null,null,1]
["Wastewater","Electrical","UPS and Batteries","Model","Name of the manufacturer model",null,null,1]
["Wastewater","Electrical","UPS and Batteries","Serial Number","Identification code supplied by the manufacturer",null,null,1]
["Wastewater","Electrical","UPS and Batteries","Warranty Expiry Date","Expiry date of the warranty period",null,null,1]
["Stockwater","Electrical","UPS and Batteries","Manufacturer","Name of the manufacturer",null,null,1]
["Stockwater","Electrical","UPS and Batteries","Model","Name of the manufacturer model",null,null,1]
["Stockwater","Electrical","UPS and Batteries","Serial Number","Identification code supplied by the manufacturer",null,null,1]
["Stockwater","Electrical","UPS and Batteries","Warranty Expiry Date","Expiry date of the warranty period",null,null,1]
["Irrigation","Electrical","UPS and Batteries","Manufacturer","Name of the manufacturer",null,null,1]
["Irrigation","Electrical","UPS and Batteries","Model","Name of the manufacturer model",null,null,1]
["Irrigation","Electrical","UPS and Batteries","Serial Number","Identification code supplied by the manufacturer",null,null,1]
["Irrigation","Electrical","UPS and Batteries","Warranty Expiry Date","Expiry date of the warranty period",null,null,1]
["Irrigation","Electrical","Variable Speed Drive","Locality","Physical location in terms of its environmental conditions",null,"A_POSVRS",1]
["Irrigation","Electrical","Variable Speed Drive","Output Voltage (V)","The nominal Output Voltage",null,"A_CLSVL2",1]
["Irrigation","Electrical","Variable Speed Drive","Input Voltage (V)","The rated Supply Voltage",null,"A_CLSVLT",1]
["Irrigation","Electrical","Variable Speed Drive","Monitoring Type","For monitoring, recording and reporting of data",null,"A_MTHMNT",1]
["Irrigation","Electrical","Variable Speed Drive","Power Rating (kW)","The highest input power the Asset is rated for","Kilowatts",null,1]
["Irrigation","Electrical","Variable Speed Drive","Current Rating (A)","Maximum Operating Current at full power","Amperes",null,1]
["Stockwater","Electrical","Variable Speed Drive","Locality","Physical location in terms of its environmental conditions",null,"A_POSVRS",1]
["Stockwater","Electrical","Variable Speed Drive","Output Voltage (V)","The nominal Output Voltage",null,"A_CLSVL2",1]
["Stockwater","Electrical","Variable Speed Drive","Input Voltage (V)","The rated Supply Voltage",null,"A_CLSVLT",1]
["Stockwater","Electrical","Variable Speed Drive","Monitoring Type","For monitoring, recording and reporting of data",null,"A_MTHMNT",1]
["Stockwater","Electrical","Variable Speed Drive","Power Rating (kW)","The highest input power the Asset is rated for","Kilowatts",null,1]
["Stockwater","Electrical","Variable Speed Drive","Current Rating (A)","Maximum Operating Current at full power","Amperes",null,1]
["Stormwater","Electrical","Variable Speed Drive","Locality","Physical location in terms of its environmental conditions",null,"A_POSVRS",1]
["Stormwater","Electrical","Variable Speed Drive","Output Voltage (V)","The nominal Output Voltage",null,"A_CLSVL2",1]
["Stormwater","Electrical","Variable Speed Drive","Input Voltage (V)","The rated Supply Voltage",null,"A_CLSVLT",1]
["Stormwater","Electrical","Variable Speed Drive","Monitoring Type","For monitoring, recording and reporting of data",null,"A_MTHMNT",1]
["Stormwater","Electrical","Variable Speed Drive","Power Rating (kW)","The highest input power the Asset is rated for","Kilowatts",null,1]
["Stormwater","Electrical","Variable Speed Drive","Current Rating (A)","Maximum Operating Current at full power","Amperes",null,1]
["Water Supply","Electrical","Variable Speed Drive","Locality","Physical location in terms of its environmental conditions",null,"A_POSVRS",1]
["Water Supply","Electrical","Variable Speed Drive","Output Voltage (V)","The nominal Output Voltage",null,"A_CLSVL2",1]
["Water Supply","Electrical","Variable Speed Drive","Input Voltage (V)","The rated Supply Voltage",null,"A_CLSVLT",1]
["Water Supply","Electrical","Variable Speed Drive","Monitoring Type","For monitoring, recording and reporting of data",null,"A_MTHMNT",1]
["Water Supply","Electrical","Variable Speed Drive","Power Rating (kW)","The highest input power the Asset is rated for","Kilowatts",null,1]
["Water Supply","Electrical","Variable Speed Drive","Current Rating (A)","Maximum Operating Current at full power","Amperes",null,1]
["Wastewater","Electrical","Variable Speed Drive","Locality","Physical location in terms of its environmental conditions",null,"A_POSVRS",1]
["Wastewater","Electrical","Variable Speed Drive","Output Voltage (V)","The nominal Output Voltage",null,"A_CLSVL2",1]
["Wastewater","Electrical","Variable Speed Drive","Input Voltage (V)","The rated Supply Voltage",null,"A_CLSVLT",1]
["Wastewater","Electrical","Variable Speed Drive","Monitoring Type","For monitoring, recording and reporting of data",null,"A_MTHMNT",1]
["Wastewater","Electrical","Variable Speed Drive","Power Rating (kW)","The highest input power the Asset is rated for","Kilowatts",null,1]
["Wastewater","Electrical","Variable Speed Drive","Current Rating (A)","Maximum Operating Current at full power","Amperes",null,1]
["Water Supply","Electrical","Variable Speed Drive","Manufacturer","Name of the manufacturer",null,null,1]
["Water Supply","Electrical","Variable Speed Drive","Model","Name of the manufacturer model",null,null,1]
["Water Supply","Electrical","Variable Speed Drive","Serial Number","Identification code supplied by the manufacturer",null,null,1]
["Water Supply","Electrical","Variable Speed Drive","Warranty Expiry Date","Expiry date of the warranty period",null,null,1]
["Stormwater","Electrical","Variable Speed Drive","Manufacturer","Name of the manufacturer",null,null,1]
["Stormwater","Electrical","Variable Speed Drive","Model","Name of the manufacturer model",null,null,1]
["Stormwater","Electrical","Variable Speed Drive","Serial Number","Identification code supplied by the manufacturer",null,null,1]
["Stormwater","Electrical","Variable Speed Drive","Warranty Expiry Date","Expiry date of the warranty period",null,null,1]
["Wastewater","Electrical","Variable Speed Drive","Manufacturer","Name of the manufacturer",null,null,1]
["Wastewater","Electrical","Variable Speed Drive","Model","Name of the manufacturer model",null,null,1]
["Wastewater","Electrical","Variable Speed Drive","Serial Number","Identification code supplied by the manufacturer",null,null,1]
["Wastewater","Electrical","Variable Speed Drive","Warranty Expiry Date","Expiry date of the warranty period",null,null,1]
["Stockwater","Electrical","Variable Speed Drive","Manufacturer","Name of the manufacturer",null,null,1]
["Stockwater","Electrical","Variable Speed Drive","Model","Name of the manufacturer model",null,null,1]
["Stockwater","Electrical","Variable Speed Drive","Serial Number","Identification code supplied by the manufacturer",null,null,1]
["Stockwater","Electrical","Variable Speed Drive","Warranty Expiry Date","Expiry date of the warranty period",null,null,1]
["Irrigation","Electrical","Variable Speed Drive","Manufacturer","Name of the manufacturer",null,null,1]
["Irrigation","Electrical","Variable Speed Drive","Model","Name of the manufacturer model",null,null,1]
["Irrigation","Electrical","Variable Speed Drive","Serial Number","Identification code supplied by the manufacturer",null,null,1]
["Irrigation","Electrical","Variable Speed Drive","Warranty Expiry Date","Expiry date of the warranty period",null,null,1]
["Irrigation","Structure","Vehicle Bridge","Material","Material used to manufacture the Asset",null,"A_MTLSTR",1]
["Irrigation","Structure","Vehicle Bridge","Construction Method","Construction method used to form Asset",null,"A_MTHSTR",1]
["Irrigation","Structure","Vehicle Bridge","Length (m)","Total length of the Assset","Metres",null,1]
["Irrigation","Structure","Vehicle Bridge","Width (m)","Total Width of the Asset","Metres",null,1]
["Irrigation","Structure","Vehicle Bridge","Height (m)","Total height of the Asset (above ground)","Metres",null,1]
["Stockwater","Structure","Vehicle Bridge","Material","Material used to manufacture the Asset",null,"A_MTLSTR",1]
["Stockwater","Structure","Vehicle Bridge","Construction Method","Construction method used to form Asset",null,"A_MTHSTR",1]
["Stockwater","Structure","Vehicle Bridge","Length (m)","Total length of the Assset","Metres",null,1]
["Stockwater","Structure","Vehicle Bridge","Width (m)","Total Width of the Asset","Metres",null,1]
["Stockwater","Structure","Vehicle Bridge","Height (m)","Total height of the Asset (above ground)","Metres",null,1]
["Stormwater","Structure","Vehicle Bridge","Material","Material used to manufacture the Asset",null,"A_MTLSTR",1]
["Stormwater","Structure","Vehicle Bridge","Construction Method","Construction method used to form Asset",null,"A_MTHSTR",1]
["Stormwater","Structure","Vehicle Bridge","Length (m)","Total length of the Assset","Metres",null,1]
["Stormwater","Structure","Vehicle Bridge","Width (m)","Total Width of the Asset","Metres",null,1]
["Stormwater","Structure","Vehicle Bridge","Height (m)","Total height of the Asset (above ground)","Metres",null,1]
["Water Supply","Structure","Vehicle Bridge","Material","Material used to manufacture the Asset",null,"A_MTLSTR",1]
["Water Supply","Structure","Vehicle Bridge","Construction Method","Construction method used to form Asset",null,"A_MTHSTR",1]
["Water Supply","Structure","Vehicle Bridge","Length (m)","Total length of the Assset","Metres",null,1]
["Water Supply","Structure","Vehicle Bridge","Width (m)","Total Width of the Asset","Metres",null,1]
["Water Supply","Structure","Vehicle Bridge","Height (m)","Total height of the Asset (above ground)","Metres",null,1]
["Wastewater","Structure","Vehicle Bridge","Material","Material used to manufacture the Asset",null,"A_MTLSTR",1]
["Wastewater","Structure","Vehicle Bridge","Construction Method","Construction method used to form Asset",null,"A_MTHSTR",1]
["Wastewater","Structure","Vehicle Bridge","Length (m)","Total length of the Assset","Metres",null,1]
["Wastewater","Structure","Vehicle Bridge","Width (m)","Total Width of the Asset","Metres",null,1]
["Wastewater","Structure","Vehicle Bridge","Height (m)","Total height of the Asset (above ground)","Metres",null,1]
["Irrigation","Instrument","Velocity Meter","Input Voltage (V)","To define the rated Supply Voltage","Volts","A_CLSVLT",1]
["Irrigation","Instrument","Velocity Meter","Locality","Physical location of the Asset",null,"A_POSVRS",1]
["Irrigation","Instrument","Velocity Meter","Monitoring Type","Method used for monitoring, recording and reporting of data",null,"A_MTHMNT",1]
["Irrigation","Instrument","Velocity Meter","Comms Protocol","Communications method used for sending and receiving data",null,"A_TYPCOM",1]
["Irrigation","Instrument","Velocity Meter","Calibration Agent",null,null,null,1]
["Irrigation","Instrument","Velocity Meter","Calibration Number",null,null,null,1]
["Irrigation","Instrument","Velocity Meter","Calibration Exp Date",null,null,null,1]
["Irrigation","Instrument","Velocity Meter","Diameter (mm)","Nominal diameter of the Asset (Internal diameter unless external diameter is nominated as industry standard)","Millimetres",null,1]
["Irrigation","Instrument","Velocity Meter","Instrument Range","Approved range for measuring the data",null,null,1]
["Stockwater","Instrument","Velocity Meter","Input Voltage (V)","To define the rated Supply Voltage","Volts","A_CLSVLT",1]
["Stockwater","Instrument","Velocity Meter","Locality","Physical location of the Asset",null,"A_POSVRS",1]
["Stockwater","Instrument","Velocity Meter","Monitoring Type","Method used for monitoring, recording and reporting of data",null,"A_MTHMNT",1]
["Stockwater","Instrument","Velocity Meter","Comms Protocol","Communications method used for sending and receiving data",null,"A_TYPCOM",1]
["Stockwater","Instrument","Velocity Meter","Calibration Agent",null,null,null,1]
["Stockwater","Instrument","Velocity Meter","Calibration Number",null,null,null,1]
["Stockwater","Instrument","Velocity Meter","Calibration Exp Date",null,null,null,1]
["Stockwater","Instrument","Velocity Meter","Diameter (mm)","Nominal diameter of the Asset (Internal diameter unless external diameter is nominated as industry standard)","Millimetres",null,1]
["Stockwater","Instrument","Velocity Meter","Instrument Range","Approved range for measuring the data",null,null,1]
["Stormwater","Instrument","Velocity Meter","Input Voltage (V)","To define the rated Supply Voltage","Volts","A_CLSVLT",1]
["Stormwater","Instrument","Velocity Meter","Locality","Physical location of the Asset",null,"A_POSVRS",1]
["Stormwater","Instrument","Velocity Meter","Monitoring Type","Method used for monitoring, recording and reporting of data",null,"A_MTHMNT",1]
["Stormwater","Instrument","Velocity Meter","Comms Protocol","Communications method used for sending and receiving data",null,"A_TYPCOM",1]
["Stormwater","Instrument","Velocity Meter","Calibration Agent",null,null,null,1]
["Stormwater","Instrument","Velocity Meter","Calibration Number",null,null,null,1]
["Stormwater","Instrument","Velocity Meter","Calibration Exp Date",null,null,null,1]
["Stormwater","Instrument","Velocity Meter","Diameter (mm)","Nominal diameter of the Asset (Internal diameter unless external diameter is nominated as industry standard)","Millimetres",null,1]
["Stormwater","Instrument","Velocity Meter","Instrument Range","Approved range for measuring the data",null,null,1]
["Water Supply","Instrument","Velocity Meter","Input Voltage (V)","To define the rated Supply Voltage","Volts","A_CLSVLT",1]
["Water Supply","Instrument","Velocity Meter","Locality","Physical location of the Asset",null,"A_POSVRS",1]
["Water Supply","Instrument","Velocity Meter","Monitoring Type","Method used for monitoring, recording and reporting of data",null,"A_MTHMNT",1]
["Water Supply","Instrument","Velocity Meter","Comms Protocol","Communications method used for sending and receiving data",null,"A_TYPCOM",1]
["Water Supply","Instrument","Velocity Meter","Calibration Agent",null,null,null,1]
["Water Supply","Instrument","Velocity Meter","Calibration Number",null,null,null,1]
["Water Supply","Instrument","Velocity Meter","Calibration Exp Date",null,null,null,1]
["Water Supply","Instrument","Velocity Meter","Diameter (mm)","Nominal diameter of the Asset (Internal diameter unless external diameter is nominated as industry standard)","Millimetres",null,1]
["Water Supply","Instrument","Velocity Meter","Instrument Range","Approved range for measuring the data",null,null,1]
["Wastewater","Instrument","Velocity Meter","Input Voltage (V)","To define the rated Supply Voltage","Volts","A_CLSVLT",1]
["Wastewater","Instrument","Velocity Meter","Locality","Physical location of the Asset",null,"A_POSVRS",1]
["Wastewater","Instrument","Velocity Meter","Monitoring Type","Method used for monitoring, recording and reporting of data",null,"A_MTHMNT",1]
["Wastewater","Instrument","Velocity Meter","Comms Protocol","Communications method used for sending and receiving data",null,"A_TYPCOM",1]
["Wastewater","Instrument","Velocity Meter","Calibration Agent",null,null,null,1]
["Wastewater","Instrument","Velocity Meter","Calibration Number",null,null,null,1]
["Wastewater","Instrument","Velocity Meter","Calibration Exp Date",null,null,null,1]
["Wastewater","Instrument","Velocity Meter","Diameter (mm)","Nominal diameter of the Asset (Internal diameter unless external diameter is nominated as industry standard)","Millimetres",null,1]
["Wastewater","Instrument","Velocity Meter","Instrument Range","Approved range for measuring the data",null,null,1]
["Water Supply","Instrument","Velocity Meter","Manufacturer","Name of the manufacturer",null,null,1]
["Water Supply","Instrument","Velocity Meter","Model","Name of the manufacturer model",null,null,1]
["Water Supply","Instrument","Velocity Meter","Serial Number","Identification code supplied by the manufacturer",null,null,1]
["Water Supply","Instrument","Velocity Meter","Warranty Expiry Date","Expiry date of the warranty period",null,null,1]
["Stormwater","Instrument","Velocity Meter","Manufacturer","Name of the manufacturer",null,null,1]
["Stormwater","Instrument","Velocity Meter","Model","Name of the manufacturer model",null,null,1]
["Stormwater","Instrument","Velocity Meter","Serial Number","Identification code supplied by the manufacturer",null,null,1]
["Stormwater","Instrument","Velocity Meter","Warranty Expiry Date","Expiry date of the warranty period",null,null,1]
["Wastewater","Instrument","Velocity Meter","Manufacturer","Name of the manufacturer",null,null,1]
["Wastewater","Instrument","Velocity Meter","Model","Name of the manufacturer model",null,null,1]
["Wastewater","Instrument","Velocity Meter","Serial Number","Identification code supplied by the manufacturer",null,null,1]
["Wastewater","Instrument","Velocity Meter","Warranty Expiry Date","Expiry date of the warranty period",null,null,1]
["Stockwater","Instrument","Velocity Meter","Manufacturer","Name of the manufacturer",null,null,1]
["Stockwater","Instrument","Velocity Meter","Model","Name of the manufacturer model",null,null,1]
["Stockwater","Instrument","Velocity Meter","Serial Number","Identification code supplied by the manufacturer",null,null,1]
["Stockwater","Instrument","Velocity Meter","Warranty Expiry Date","Expiry date of the warranty period",null,null,1]
["Irrigation","Instrument","Velocity Meter","Manufacturer","Name of the manufacturer",null,null,1]
["Irrigation","Instrument","Velocity Meter","Model","Name of the manufacturer model",null,null,1]
["Irrigation","Instrument","Velocity Meter","Serial Number","Identification code supplied by the manufacturer",null,null,1]
["Irrigation","Instrument","Velocity Meter","Warranty Expiry Date","Expiry date of the warranty period",null,null,1]
["Irrigation","Electrical","Ventilation Fan","Locality","Physical location in terms of its environmental conditions",null,"A_POSVRS",1]
["Irrigation","Electrical","Ventilation Fan","Input Voltage (V)","The rated Supply Voltage",null,"A_CLSVLT",1]
["Irrigation","Electrical","Ventilation Fan","Power Rating (kW)","The highest input power the Asset is rated for","Kilowatts",null,1]
["Irrigation","Electrical","Ventilation Fan","Current Rating (A)","Maximum Operating Current at full power","Amperes",null,1]
["Irrigation","Electrical","Ventilation Fan","Output Rating (kV-A)","The highest output power the Asset is rated for","kVA",null,1]
["Stockwater","Electrical","Ventilation Fan","Locality","Physical location in terms of its environmental conditions",null,"A_POSVRS",1]
["Stockwater","Electrical","Ventilation Fan","Input Voltage (V)","The rated Supply Voltage",null,"A_CLSVLT",1]
["Stockwater","Electrical","Ventilation Fan","Power Rating (kW)","The highest input power the Asset is rated for","Kilowatts",null,1]
["Stockwater","Electrical","Ventilation Fan","Current Rating (A)","Maximum Operating Current at full power","Amperes",null,1]
["Stockwater","Electrical","Ventilation Fan","Output Rating (kV-A)","The highest output power the Asset is rated for","kVA",null,1]
["Stormwater","Electrical","Ventilation Fan","Locality","Physical location in terms of its environmental conditions",null,"A_POSVRS",1]
["Stormwater","Electrical","Ventilation Fan","Input Voltage (V)","The rated Supply Voltage",null,"A_CLSVLT",1]
["Stormwater","Electrical","Ventilation Fan","Power Rating (kW)","The highest input power the Asset is rated for","Kilowatts",null,1]
["Stormwater","Electrical","Ventilation Fan","Current Rating (A)","Maximum Operating Current at full power","Amperes",null,1]
["Stormwater","Electrical","Ventilation Fan","Output Rating (kV-A)","The highest output power the Asset is rated for","kVA",null,1]
["Water Supply","Electrical","Ventilation Fan","Locality","Physical location in terms of its environmental conditions",null,"A_POSVRS",1]
["Water Supply","Electrical","Ventilation Fan","Input Voltage (V)","The rated Supply Voltage",null,"A_CLSVLT",1]
["Water Supply","Electrical","Ventilation Fan","Power Rating (kW)","The highest input power the Asset is rated for","Kilowatts",null,1]
["Water Supply","Electrical","Ventilation Fan","Current Rating (A)","Maximum Operating Current at full power","Amperes",null,1]
["Water Supply","Electrical","Ventilation Fan","Output Rating (kV-A)","The highest output power the Asset is rated for","kVA",null,1]
["Wastewater","Electrical","Ventilation Fan","Locality","Physical location in terms of its environmental conditions",null,"A_POSVRS",1]
["Wastewater","Electrical","Ventilation Fan","Input Voltage (V)","The rated Supply Voltage",null,"A_CLSVLT",1]
["Wastewater","Electrical","Ventilation Fan","Power Rating (kW)","The highest input power the Asset is rated for","Kilowatts",null,1]
["Wastewater","Electrical","Ventilation Fan","Current Rating (A)","Maximum Operating Current at full power","Amperes",null,1]
["Wastewater","Electrical","Ventilation Fan","Output Rating (kV-A)","The highest output power the Asset is rated for","kVA",null,1]
["Water Supply","Electrical","Ventilation Fan","Manufacturer","Name of the manufacturer",null,null,1]
["Water Supply","Electrical","Ventilation Fan","Model","Name of the manufacturer model",null,null,1]
["Water Supply","Electrical","Ventilation Fan","Serial Number","Identification code supplied by the manufacturer",null,null,1]
["Water Supply","Electrical","Ventilation Fan","Warranty Expiry Date","Expiry date of the warranty period",null,null,1]
["Stormwater","Electrical","Ventilation Fan","Manufacturer","Name of the manufacturer",null,null,1]
["Stormwater","Electrical","Ventilation Fan","Model","Name of the manufacturer model",null,null,1]
["Stormwater","Electrical","Ventilation Fan","Serial Number","Identification code supplied by the manufacturer",null,null,1]
["Stormwater","Electrical","Ventilation Fan","Warranty Expiry Date","Expiry date of the warranty period",null,null,1]
["Wastewater","Electrical","Ventilation Fan","Manufacturer","Name of the manufacturer",null,null,1]
["Wastewater","Electrical","Ventilation Fan","Model","Name of the manufacturer model",null,null,1]
["Wastewater","Electrical","Ventilation Fan","Serial Number","Identification code supplied by the manufacturer",null,null,1]
["Wastewater","Electrical","Ventilation Fan","Warranty Expiry Date","Expiry date of the warranty period",null,null,1]
["Stockwater","Electrical","Ventilation Fan","Manufacturer","Name of the manufacturer",null,null,1]
["Stockwater","Electrical","Ventilation Fan","Model","Name of the manufacturer model",null,null,1]
["Stockwater","Electrical","Ventilation Fan","Serial Number","Identification code supplied by the manufacturer",null,null,1]
["Stockwater","Electrical","Ventilation Fan","Warranty Expiry Date","Expiry date of the warranty period",null,null,1]
["Irrigation","Electrical","Ventilation Fan","Manufacturer","Name of the manufacturer",null,null,1]
["Irrigation","Electrical","Ventilation Fan","Model","Name of the manufacturer model",null,null,1]
["Irrigation","Electrical","Ventilation Fan","Serial Number","Identification code supplied by the manufacturer",null,null,1]
["Irrigation","Electrical","Ventilation Fan","Warranty Expiry Date","Expiry date of the warranty period",null,null,1]
["Irrigation","Mechanical Plant","Ventilation Fan","Input Voltage (V)","The rated Supply Voltage","Volts","A_CLSVLT",1]
["Irrigation","Mechanical Plant","Ventilation Fan","Control Type","Control method used to manage the Asset",null,"A_TYPCTL",1]
["Irrigation","Mechanical Plant","Ventilation Fan","Weight (kg)","Total weight of Asset","Kilograms",null,1]
["Irrigation","Mechanical Plant","Ventilation Fan","Motor Output (kW)","Power Rating of the Asset under maximun power","Kilowatts",null,1]
["Irrigation","Mechanical Plant","Ventilation Fan","Speed (rpm)"," Operating Speed under normal operation","Revolutions per minute",null,1]
["Irrigation","Mechanical Plant","Ventilation Fan","Diameter (mm)","Diameter of the Asset","Millimetres",null,1]
["Irrigation","Mechanical Plant","Ventilation Fan","Maximum Flow (L/s)","Maximum rated flow of equipment","Litres per second",null,1]
["Irrigation","Mechanical Plant","Ventilation Fan","Minimum Flow (L/s)","Minimum rated flow of equipment","Litres per second",null,1]
["Irrigation","Mechanical Plant","Ventilation Fan","Current Rating (A)","Maximum Operating Current at full power","Amperes",null,1]
["Stockwater","Mechanical Plant","Ventilation Fan","Input Voltage (V)","The rated Supply Voltage","Volts","A_CLSVLT",1]
["Stockwater","Mechanical Plant","Ventilation Fan","Control Type","Control method used to manage the Asset",null,"A_TYPCTL",1]
["Stockwater","Mechanical Plant","Ventilation Fan","Weight (kg)","Total weight of Asset","Kilograms",null,1]
["Stockwater","Mechanical Plant","Ventilation Fan","Motor Output (kW)","Power Rating of the Asset under maximun power","Kilowatts",null,1]
["Stockwater","Mechanical Plant","Ventilation Fan","Speed (rpm)"," Operating Speed under normal operation","Revolutions per minute",null,1]
["Stockwater","Mechanical Plant","Ventilation Fan","Diameter (mm)","Diameter of the Asset","Millimetres",null,1]
["Stockwater","Mechanical Plant","Ventilation Fan","Maximum Flow (L/s)","Maximum rated flow of equipment","Litres per second",null,1]
["Stockwater","Mechanical Plant","Ventilation Fan","Minimum Flow (L/s)","Minimum rated flow of equipment","Litres per second",null,1]
["Stockwater","Mechanical Plant","Ventilation Fan","Current Rating (A)","Maximum Operating Current at full power","Amperes",null,1]
["Stormwater","Mechanical Plant","Ventilation Fan","Input Voltage (V)","The rated Supply Voltage","Volts","A_CLSVLT",1]
["Stormwater","Mechanical Plant","Ventilation Fan","Control Type","Control method used to manage the Asset",null,"A_TYPCTL",1]
["Stormwater","Mechanical Plant","Ventilation Fan","Weight (kg)","Total weight of Asset","Kilograms",null,1]
["Stormwater","Mechanical Plant","Ventilation Fan","Motor Output (kW)","Power Rating of the Asset under maximun power","Kilowatts",null,1]
["Stormwater","Mechanical Plant","Ventilation Fan","Speed (rpm)"," Operating Speed under normal operation","Revolutions per minute",null,1]
["Stormwater","Mechanical Plant","Ventilation Fan","Diameter (mm)","Diameter of the Asset","Millimetres",null,1]
["Stormwater","Mechanical Plant","Ventilation Fan","Maximum Flow (L/s)","Maximum rated flow of equipment","Litres per second",null,1]
["Stormwater","Mechanical Plant","Ventilation Fan","Minimum Flow (L/s)","Minimum rated flow of equipment","Litres per second",null,1]
["Stormwater","Mechanical Plant","Ventilation Fan","Current Rating (A)","Maximum Operating Current at full power","Amperes",null,1]
["Water Supply","Mechanical Plant","Ventilation Fan","Input Voltage (V)","The rated Supply Voltage","Volts","A_CLSVLT",1]
["Water Supply","Mechanical Plant","Ventilation Fan","Control Type","Control method used to manage the Asset",null,"A_TYPCTL",1]
["Water Supply","Mechanical Plant","Ventilation Fan","Weight (kg)","Total weight of Asset","Kilograms",null,1]
["Water Supply","Mechanical Plant","Ventilation Fan","Motor Output (kW)","Power Rating of the Asset under maximun power","Kilowatts",null,1]
["Water Supply","Mechanical Plant","Ventilation Fan","Speed (rpm)"," Operating Speed under normal operation","Revolutions per minute",null,1]
["Water Supply","Mechanical Plant","Ventilation Fan","Diameter (mm)","Diameter of the Asset","Millimetres",null,1]
["Water Supply","Mechanical Plant","Ventilation Fan","Maximum Flow (L/s)","Maximum rated flow of equipment","Litres per second",null,1]
["Water Supply","Mechanical Plant","Ventilation Fan","Minimum Flow (L/s)","Minimum rated flow of equipment","Litres per second",null,1]
["Water Supply","Mechanical Plant","Ventilation Fan","Current Rating (A)","Maximum Operating Current at full power","Amperes",null,1]
["Wastewater","Mechanical Plant","Ventilation Fan","Input Voltage (V)","The rated Supply Voltage","Volts","A_CLSVLT",1]
["Wastewater","Mechanical Plant","Ventilation Fan","Control Type","Control method used to manage the Asset",null,"A_TYPCTL",1]
["Wastewater","Mechanical Plant","Ventilation Fan","Weight (kg)","Total weight of Asset","Kilograms",null,1]
["Wastewater","Mechanical Plant","Ventilation Fan","Motor Output (kW)","Power Rating of the Asset under maximun power","Kilowatts",null,1]
["Wastewater","Mechanical Plant","Ventilation Fan","Speed (rpm)"," Operating Speed under normal operation","Revolutions per minute",null,1]
["Wastewater","Mechanical Plant","Ventilation Fan","Diameter (mm)","Diameter of the Asset","Millimetres",null,1]
["Wastewater","Mechanical Plant","Ventilation Fan","Maximum Flow (L/s)","Maximum rated flow of equipment","Litres per second",null,1]
["Wastewater","Mechanical Plant","Ventilation Fan","Minimum Flow (L/s)","Minimum rated flow of equipment","Litres per second",null,1]
["Wastewater","Mechanical Plant","Ventilation Fan","Current Rating (A)","Maximum Operating Current at full power","Amperes",null,1]
["Water Supply","Mechanical Plant","Ventilation Fan","Manufacturer","Name of the manufacturer",null,null,1]
["Water Supply","Mechanical Plant","Ventilation Fan","Model","Name of the manufacturer model",null,null,1]
["Water Supply","Mechanical Plant","Ventilation Fan","Serial Number","Identification code supplied by the manufacturer",null,null,1]
["Water Supply","Mechanical Plant","Ventilation Fan","Warranty Expiry Date","Expiry date of the warranty period",null,null,1]
["Irrigation","Mechanical Plant","Ventilation Fan","Manufacturer","Name of the manufacturer",null,null,1]
["Irrigation","Mechanical Plant","Ventilation Fan","Model","Name of the manufacturer model",null,null,1]
["Irrigation","Mechanical Plant","Ventilation Fan","Serial Number","Identification code supplied by the manufacturer",null,null,1]
["Irrigation","Mechanical Plant","Ventilation Fan","Warranty Expiry Date","Expiry date of the warranty period",null,null,1]
["Stockwater","Mechanical Plant","Ventilation Fan","Manufacturer","Name of the manufacturer",null,null,1]
["Stockwater","Mechanical Plant","Ventilation Fan","Model","Name of the manufacturer model",null,null,1]
["Stockwater","Mechanical Plant","Ventilation Fan","Serial Number","Identification code supplied by the manufacturer",null,null,1]
["Stockwater","Mechanical Plant","Ventilation Fan","Warranty Expiry Date","Expiry date of the warranty period",null,null,1]
["Wastewater","Mechanical Plant","Ventilation Fan","Manufacturer","Name of the manufacturer",null,null,1]
["Wastewater","Mechanical Plant","Ventilation Fan","Model","Name of the manufacturer model",null,null,1]
["Wastewater","Mechanical Plant","Ventilation Fan","Serial Number","Identification code supplied by the manufacturer",null,null,1]
["Wastewater","Mechanical Plant","Ventilation Fan","Warranty Expiry Date","Expiry date of the warranty period",null,null,1]
["Stormwater","Mechanical Plant","Ventilation Fan","Manufacturer","Name of the manufacturer",null,null,1]
["Stormwater","Mechanical Plant","Ventilation Fan","Model","Name of the manufacturer model",null,null,1]
["Stormwater","Mechanical Plant","Ventilation Fan","Serial Number","Identification code supplied by the manufacturer",null,null,1]
["Stormwater","Mechanical Plant","Ventilation Fan","Warranty Expiry Date","Expiry date of the warranty period",null,null,1]
["Irrigation","Pipe","Ventilation Pipe","Material","Material used to manufacture the Asset",null,"A_MTLPIP",1]
["Irrigation","Pipe","Ventilation Pipe","Installation Method","Construction method used to form the Asset",null,"A_MTHPIP",1]
["Irrigation","Pipe","Ventilation Pipe","Locality","Physical location of the Asset ",null,"A_POSVRS",1]
["Irrigation","Pipe","Ventilation Pipe","Diameter (mm)","Nominal diameter of the Asset (Internal diameter unless external diameter is nominated as industry standard)","Millimetres",null,1]
["Irrigation","Pipe","Ventilation Pipe","Length (m)","Total lineal length of the Asset","Metres",null,1]
["Stockwater","Pipe","Ventilation Pipe","Material","Material used to manufacture the Asset",null,"A_MTLPIP",1]
["Stockwater","Pipe","Ventilation Pipe","Installation Method","Construction method used to form the Asset",null,"A_MTHPIP",1]
["Stockwater","Pipe","Ventilation Pipe","Locality","Physical location of the Asset ",null,"A_POSVRS",1]
["Stockwater","Pipe","Ventilation Pipe","Diameter (mm)","Nominal diameter of the Asset (Internal diameter unless external diameter is nominated as industry standard)","Millimetres",null,1]
["Stockwater","Pipe","Ventilation Pipe","Length (m)","Total lineal length of the Asset","Metres",null,1]
["Stormwater","Pipe","Ventilation Pipe","Material","Material used to manufacture the Asset",null,"A_MTLPIP",1]
["Stormwater","Pipe","Ventilation Pipe","Installation Method","Construction method used to form the Asset",null,"A_MTHPIP",1]
["Stormwater","Pipe","Ventilation Pipe","Locality","Physical location of the Asset ",null,"A_POSVRS",1]
["Stormwater","Pipe","Ventilation Pipe","Diameter (mm)","Nominal diameter of the Asset (Internal diameter unless external diameter is nominated as industry standard)","Millimetres",null,1]
["Stormwater","Pipe","Ventilation Pipe","Length (m)","Total lineal length of the Asset","Metres",null,1]
["Water Supply","Pipe","Ventilation Pipe","Material","Material used to manufacture the Asset",null,"A_MTLPIP",1]
["Water Supply","Pipe","Ventilation Pipe","Installation Method","Construction method used to form the Asset",null,"A_MTHPIP",1]
["Water Supply","Pipe","Ventilation Pipe","Locality","Physical location of the Asset ",null,"A_POSVRS",1]
["Water Supply","Pipe","Ventilation Pipe","Diameter (mm)","Nominal diameter of the Asset (Internal diameter unless external diameter is nominated as industry standard)","Millimetres",null,1]
["Water Supply","Pipe","Ventilation Pipe","Length (m)","Total lineal length of the Asset","Metres",null,1]
["Wastewater","Pipe","Ventilation Pipe","Material","Material used to manufacture the Asset",null,"A_MTLPIP",1]
["Wastewater","Pipe","Ventilation Pipe","Installation Method","Construction method used to form the Asset",null,"A_MTHPIP",1]
["Wastewater","Pipe","Ventilation Pipe","Locality","Physical location of the Asset ",null,"A_POSVRS",1]
["Wastewater","Pipe","Ventilation Pipe","Diameter (mm)","Nominal diameter of the Asset (Internal diameter unless external diameter is nominated as industry standard)","Millimetres",null,1]
["Wastewater","Pipe","Ventilation Pipe","Length (m)","Total lineal length of the Asset","Metres",null,1]
["Irrigation","Tank","Wastewater Tank","Material","Material used to manufacture the Asset",null,"A_MTLTNK",1]
["Irrigation","Tank","Wastewater Tank","Construction Method","Construction method used to form the Asset",null,"A_MTHSTR",1]
["Irrigation","Tank","Wastewater Tank","Tank Shape","External shape of the Asset",null,"A_SHPTNK",1]
["Irrigation","Tank","Wastewater Tank","Lid Type","Category of  Lid Type installed",null,"A_TYPLID",1]
["Irrigation","Tank","Wastewater Tank","Lid Material","Material used to manufacture the Asset",null,"A_MTLLID",1]
["Irrigation","Tank","Wastewater Tank","Lid Shape","Physical shape of the Asset",null,"A_SHPLID",1]
["Irrigation","Tank","Wastewater Tank","Lid Fixing","Fixing mechanism used to secure the Asset in place",null,"A_FIXLID",1]
["Irrigation","Tank","Wastewater Tank","Lid Security","Security measures to prevent accessibility into the Asset",null,"A_SCRLID",1]
["Irrigation","Tank","Wastewater Tank","Diameter (m)","External diameter of the Asset (if not rectangular)","Metres",null,1]
["Irrigation","Tank","Wastewater Tank","Length (m)","Total external length of the Asset (if not circular)","Metres",null,1]
["Irrigation","Tank","Wastewater Tank","Width (m)","Total external Width of the Asset (if not circular)","Metres",null,1]
["Irrigation","Tank","Wastewater Tank","Height (m)","Total external Height of the Asset","Metres",null,1]
["Irrigation","Tank","Wastewater Tank","Volume (m3)","Total capacity of available storage the Asset","Cubic metres",null,1]
["Irrigation","Tank","Wastewater Tank","Floor RL (m)","Level of the Internal Base (in terms of a R.L)","Metres",null,1]
["Irrigation","Tank","Wastewater Tank","Inlet RL (m)","Level of the Pipe Inlet (in terms of a R.L)","Metres",null,1]
["Irrigation","Tank","Wastewater Tank","Overflow RL (m)","Level of the Pipe Outlet overflow (in terms of a R.L)","Metres",null,1]
["Stockwater","Tank","Wastewater Tank","Material","Material used to manufacture the Asset",null,"A_MTLTNK",1]
["Stockwater","Tank","Wastewater Tank","Construction Method","Construction method used to form the Asset",null,"A_MTHSTR",1]
["Stockwater","Tank","Wastewater Tank","Tank Shape","External shape of the Asset",null,"A_SHPTNK",1]
["Stockwater","Tank","Wastewater Tank","Lid Type","Category of  Lid Type installed",null,"A_TYPLID",1]
["Stockwater","Tank","Wastewater Tank","Lid Material","Material used to manufacture the Asset",null,"A_MTLLID",1]
["Stockwater","Tank","Wastewater Tank","Lid Shape","Physical shape of the Asset",null,"A_SHPLID",1]
["Stockwater","Tank","Wastewater Tank","Lid Fixing","Fixing mechanism used to secure the Asset in place",null,"A_FIXLID",1]
["Stockwater","Tank","Wastewater Tank","Lid Security","Security measures to prevent accessibility into the Asset",null,"A_SCRLID",1]
["Stockwater","Tank","Wastewater Tank","Diameter (m)","External diameter of the Asset (if not rectangular)","Metres",null,1]
["Stockwater","Tank","Wastewater Tank","Length (m)","Total external length of the Asset (if not circular)","Metres",null,1]
["Stockwater","Tank","Wastewater Tank","Width (m)","Total external Width of the Asset (if not circular)","Metres",null,1]
["Stockwater","Tank","Wastewater Tank","Height (m)","Total external Height of the Asset","Metres",null,1]
["Stockwater","Tank","Wastewater Tank","Volume (m3)","Total capacity of available storage the Asset","Cubic metres",null,1]
["Stockwater","Tank","Wastewater Tank","Floor RL (m)","Level of the Internal Base (in terms of a R.L)","Metres",null,1]
["Stockwater","Tank","Wastewater Tank","Inlet RL (m)","Level of the Pipe Inlet (in terms of a R.L)","Metres",null,1]
["Stockwater","Tank","Wastewater Tank","Overflow RL (m)","Level of the Pipe Outlet overflow (in terms of a R.L)","Metres",null,1]
["Stormwater","Tank","Wastewater Tank","Material","Material used to manufacture the Asset",null,"A_MTLTNK",1]
["Stormwater","Tank","Wastewater Tank","Construction Method","Construction method used to form the Asset",null,"A_MTHSTR",1]
["Stormwater","Tank","Wastewater Tank","Tank Shape","External shape of the Asset",null,"A_SHPTNK",1]
["Stormwater","Tank","Wastewater Tank","Lid Type","Category of  Lid Type installed",null,"A_TYPLID",1]
["Stormwater","Tank","Wastewater Tank","Lid Material","Material used to manufacture the Asset",null,"A_MTLLID",1]
["Stormwater","Tank","Wastewater Tank","Lid Shape","Physical shape of the Asset",null,"A_SHPLID",1]
["Stormwater","Tank","Wastewater Tank","Lid Fixing","Fixing mechanism used to secure the Asset in place",null,"A_FIXLID",1]
["Stormwater","Tank","Wastewater Tank","Lid Security","Security measures to prevent accessibility into the Asset",null,"A_SCRLID",1]
["Stormwater","Tank","Wastewater Tank","Diameter (m)","External diameter of the Asset (if not rectangular)","Metres",null,1]
["Stormwater","Tank","Wastewater Tank","Length (m)","Total external length of the Asset (if not circular)","Metres",null,1]
["Stormwater","Tank","Wastewater Tank","Width (m)","Total external Width of the Asset (if not circular)","Metres",null,1]
["Stormwater","Tank","Wastewater Tank","Height (m)","Total external Height of the Asset","Metres",null,1]
["Stormwater","Tank","Wastewater Tank","Volume (m3)","Total capacity of available storage the Asset","Cubic metres",null,1]
["Stormwater","Tank","Wastewater Tank","Floor RL (m)","Level of the Internal Base (in terms of a R.L)","Metres",null,1]
["Stormwater","Tank","Wastewater Tank","Inlet RL (m)","Level of the Pipe Inlet (in terms of a R.L)","Metres",null,1]
["Stormwater","Tank","Wastewater Tank","Overflow RL (m)","Level of the Pipe Outlet overflow (in terms of a R.L)","Metres",null,1]
["Water Supply","Tank","Wastewater Tank","Material","Material used to manufacture the Asset",null,"A_MTLTNK",1]
["Water Supply","Tank","Wastewater Tank","Construction Method","Construction method used to form the Asset",null,"A_MTHSTR",1]
["Water Supply","Tank","Wastewater Tank","Tank Shape","External shape of the Asset",null,"A_SHPTNK",1]
["Water Supply","Tank","Wastewater Tank","Lid Type","Category of  Lid Type installed",null,"A_TYPLID",1]
["Water Supply","Tank","Wastewater Tank","Lid Material","Material used to manufacture the Asset",null,"A_MTLLID",1]
["Water Supply","Tank","Wastewater Tank","Lid Shape","Physical shape of the Asset",null,"A_SHPLID",1]
["Water Supply","Tank","Wastewater Tank","Lid Fixing","Fixing mechanism used to secure the Asset in place",null,"A_FIXLID",1]
["Water Supply","Tank","Wastewater Tank","Lid Security","Security measures to prevent accessibility into the Asset",null,"A_SCRLID",1]
["Water Supply","Tank","Wastewater Tank","Diameter (m)","External diameter of the Asset (if not rectangular)","Metres",null,1]
["Water Supply","Tank","Wastewater Tank","Length (m)","Total external length of the Asset (if not circular)","Metres",null,1]
["Water Supply","Tank","Wastewater Tank","Width (m)","Total external Width of the Asset (if not circular)","Metres",null,1]
["Water Supply","Tank","Wastewater Tank","Height (m)","Total external Height of the Asset","Metres",null,1]
["Water Supply","Tank","Wastewater Tank","Volume (m3)","Total capacity of available storage the Asset","Cubic metres",null,1]
["Water Supply","Tank","Wastewater Tank","Floor RL (m)","Level of the Internal Base (in terms of a R.L)","Metres",null,1]
["Water Supply","Tank","Wastewater Tank","Inlet RL (m)","Level of the Pipe Inlet (in terms of a R.L)","Metres",null,1]
["Water Supply","Tank","Wastewater Tank","Overflow RL (m)","Level of the Pipe Outlet overflow (in terms of a R.L)","Metres",null,1]
["Wastewater","Tank","Wastewater Tank","Material","Material used to manufacture the Asset",null,"A_MTLTNK",1]
["Wastewater","Tank","Wastewater Tank","Construction Method","Construction method used to form the Asset",null,"A_MTHSTR",1]
["Wastewater","Tank","Wastewater Tank","Tank Shape","External shape of the Asset",null,"A_SHPTNK",1]
["Wastewater","Tank","Wastewater Tank","Lid Type","Category of  Lid Type installed",null,"A_TYPLID",1]
["Wastewater","Tank","Wastewater Tank","Lid Material","Material used to manufacture the Asset",null,"A_MTLLID",1]
["Wastewater","Tank","Wastewater Tank","Lid Shape","Physical shape of the Asset",null,"A_SHPLID",1]
["Wastewater","Tank","Wastewater Tank","Lid Fixing","Fixing mechanism used to secure the Asset in place",null,"A_FIXLID",1]
["Wastewater","Tank","Wastewater Tank","Lid Security","Security measures to prevent accessibility into the Asset",null,"A_SCRLID",1]
["Wastewater","Tank","Wastewater Tank","Diameter (m)","External diameter of the Asset (if not rectangular)","Metres",null,1]
["Wastewater","Tank","Wastewater Tank","Length (m)","Total external length of the Asset (if not circular)","Metres",null,1]
["Wastewater","Tank","Wastewater Tank","Width (m)","Total external Width of the Asset (if not circular)","Metres",null,1]
["Wastewater","Tank","Wastewater Tank","Height (m)","Total external Height of the Asset","Metres",null,1]
["Wastewater","Tank","Wastewater Tank","Volume (m3)","Total capacity of available storage the Asset","Cubic metres",null,1]
["Wastewater","Tank","Wastewater Tank","Floor RL (m)","Level of the Internal Base (in terms of a R.L)","Metres",null,1]
["Wastewater","Tank","Wastewater Tank","Inlet RL (m)","Level of the Pipe Inlet (in terms of a R.L)","Metres",null,1]
["Wastewater","Tank","Wastewater Tank","Overflow RL (m)","Level of the Pipe Outlet overflow (in terms of a R.L)","Metres",null,1]
["Water Supply","Tank","Wastewater Tank","Manufacturer","Name of the manufacturer",null,null,1]
["Water Supply","Tank","Wastewater Tank","Model","Name of the manufacturer model",null,null,1]
["Stormwater","Tank","Wastewater Tank","Manufacturer","Name of the manufacturer",null,null,1]
["Stormwater","Tank","Wastewater Tank","Model","Name of the manufacturer model",null,null,1]
["Wastewater","Tank","Wastewater Tank","Manufacturer","Name of the manufacturer",null,null,1]
["Wastewater","Tank","Wastewater Tank","Model","Name of the manufacturer model",null,null,1]
["Stockwater","Tank","Wastewater Tank","Manufacturer","Name of the manufacturer",null,null,1]
["Stockwater","Tank","Wastewater Tank","Model","Name of the manufacturer model",null,null,1]
["Irrigation","Tank","Wastewater Tank","Manufacturer","Name of the manufacturer",null,null,1]
["Irrigation","Tank","Wastewater Tank","Model","Name of the manufacturer model",null,null,1]
["Irrigation","Channel","Water Race","Lining Material","Material used for the Lining Profile to line the internal sides of the walls",null,"A_MTLLIN",1]
["Irrigation","Channel","Water Race","Lining Profile","Category of Lining Profile on the internal sides of the walls",null,"A_SHPCNL",1]
["Irrigation","Channel","Water Race","Length (m)","Total lineal surface length of the Assset","Metres",null,1]
["Irrigation","Channel","Water Race","Base Width (m)","Lineal measurement between the Bottom Width of both banks (Use the average value where the width varies)","Metres",null,1]
["Irrigation","Channel","Water Race","Top Width (m)","Lineal measurement between the Top Width of both banks (Use the average value where the width varies)","Metres",null,1]
["Irrigation","Channel","Water Race","Depth (m)","Vertical distance between the Top Wall to the Base (Use the average value where the width varies)","Metres",null,1]
["Stockwater","Channel","Water Race","Lining Material","Material used for the Lining Profile to line the internal sides of the walls",null,"A_MTLLIN",1]
["Stockwater","Channel","Water Race","Lining Profile","Category of Lining Profile on the internal sides of the walls",null,"A_SHPCNL",1]
["Stockwater","Channel","Water Race","Length (m)","Total lineal surface length of the Assset","Metres",null,1]
["Stockwater","Channel","Water Race","Base Width (m)","Lineal measurement between the Bottom Width of both banks (Use the average value where the width varies)","Metres",null,1]
["Stockwater","Channel","Water Race","Top Width (m)","Lineal measurement between the Top Width of both banks (Use the average value where the width varies)","Metres",null,1]
["Stockwater","Channel","Water Race","Depth (m)","Vertical distance between the Top Wall to the Base (Use the average value where the width varies)","Metres",null,1]
["Stormwater","Channel","Water Race","Lining Material","Material used for the Lining Profile to line the internal sides of the walls",null,"A_MTLLIN",1]
["Stormwater","Channel","Water Race","Lining Profile","Category of Lining Profile on the internal sides of the walls",null,"A_SHPCNL",1]
["Stormwater","Channel","Water Race","Length (m)","Total lineal surface length of the Assset","Metres",null,1]
["Stormwater","Channel","Water Race","Base Width (m)","Lineal measurement between the Bottom Width of both banks (Use the average value where the width varies)","Metres",null,1]
["Stormwater","Channel","Water Race","Top Width (m)","Lineal measurement between the Top Width of both banks (Use the average value where the width varies)","Metres",null,1]
["Stormwater","Channel","Water Race","Depth (m)","Vertical distance between the Top Wall to the Base (Use the average value where the width varies)","Metres",null,1]
["Water Supply","Channel","Water Race","Lining Material","Material used for the Lining Profile to line the internal sides of the walls",null,"A_MTLLIN",1]
["Water Supply","Channel","Water Race","Lining Profile","Category of Lining Profile on the internal sides of the walls",null,"A_SHPCNL",1]
["Water Supply","Channel","Water Race","Length (m)","Total lineal surface length of the Assset","Metres",null,1]
["Water Supply","Channel","Water Race","Base Width (m)","Lineal measurement between the Bottom Width of both banks (Use the average value where the width varies)","Metres",null,1]
["Water Supply","Channel","Water Race","Top Width (m)","Lineal measurement between the Top Width of both banks (Use the average value where the width varies)","Metres",null,1]
["Water Supply","Channel","Water Race","Depth (m)","Vertical distance between the Top Wall to the Base (Use the average value where the width varies)","Metres",null,1]
["Wastewater","Channel","Water Race","Lining Material","Material used for the Lining Profile to line the internal sides of the walls",null,"A_MTLLIN",1]
["Wastewater","Channel","Water Race","Lining Profile","Category of Lining Profile on the internal sides of the walls",null,"A_SHPCNL",1]
["Wastewater","Channel","Water Race","Length (m)","Total lineal surface length of the Assset","Metres",null,1]
["Wastewater","Channel","Water Race","Base Width (m)","Lineal measurement between the Bottom Width of both banks (Use the average value where the width varies)","Metres",null,1]
["Wastewater","Channel","Water Race","Top Width (m)","Lineal measurement between the Top Width of both banks (Use the average value where the width varies)","Metres",null,1]
["Wastewater","Channel","Water Race","Depth (m)","Vertical distance between the Top Wall to the Base (Use the average value where the width varies)","Metres",null,1]
["Irrigation","Tank","Water Tank","Material","Material used to manufacture the Asset",null,"A_MTLTNK",1]
["Irrigation","Tank","Water Tank","Construction Method","Construction method used to form the Asset",null,"A_MTHSTR",1]
["Irrigation","Tank","Water Tank","Tank Shape","External shape of the Asset",null,"A_SHPTNK",1]
["Irrigation","Tank","Water Tank","Lid Type","Category of  Lid Type installed",null,"A_TYPLID",1]
["Irrigation","Tank","Water Tank","Lid Material","Material used to manufacture the Asset",null,"A_MTLLID",1]
["Irrigation","Tank","Water Tank","Lid Shape","Physical shape of the Asset",null,"A_SHPLID",1]
["Irrigation","Tank","Water Tank","Lid Fixing","Fixing mechanism used to secure the Asset in place",null,"A_FIXLID",1]
["Irrigation","Tank","Water Tank","Lid Security","Security measures to prevent accessibility into the Asset",null,"A_SCRLID",1]
["Irrigation","Tank","Water Tank","Diameter (m)","External diameter of the Asset (if not rectangular)","Metres",null,1]
["Irrigation","Tank","Water Tank","Length (m)","Total external length of the Asset (if not circular)","Metres",null,1]
["Irrigation","Tank","Water Tank","Width (m)","Total external Width of the Asset (if not circular)","Metres",null,1]
["Irrigation","Tank","Water Tank","Height (m)","Total external Height of the Asset","Metres",null,1]
["Irrigation","Tank","Water Tank","Volume (m3)","Total capacity of available storage the Asset","Cubic metres",null,1]
["Irrigation","Tank","Water Tank","Floor RL (m)","Level of the Internal Base (in terms of a R.L)","Metres",null,1]
["Irrigation","Tank","Water Tank","Inlet RL (m)","Level of the Pipe Inlet (in terms of a R.L)","Metres",null,1]
["Irrigation","Tank","Water Tank","Overflow RL (m)","Level of the Pipe Outlet overflow (in terms of a R.L)","Metres",null,1]
["Stockwater","Tank","Water Tank","Material","Material used to manufacture the Asset",null,"A_MTLTNK",1]
["Stockwater","Tank","Water Tank","Construction Method","Construction method used to form the Asset",null,"A_MTHSTR",1]
["Stockwater","Tank","Water Tank","Tank Shape","External shape of the Asset",null,"A_SHPTNK",1]
["Stockwater","Tank","Water Tank","Lid Type","Category of  Lid Type installed",null,"A_TYPLID",1]
["Stockwater","Tank","Water Tank","Lid Material","Material used to manufacture the Asset",null,"A_MTLLID",1]
["Stockwater","Tank","Water Tank","Lid Shape","Physical shape of the Asset",null,"A_SHPLID",1]
["Stockwater","Tank","Water Tank","Lid Fixing","Fixing mechanism used to secure the Asset in place",null,"A_FIXLID",1]
["Stockwater","Tank","Water Tank","Lid Security","Security measures to prevent accessibility into the Asset",null,"A_SCRLID",1]
["Stockwater","Tank","Water Tank","Diameter (m)","External diameter of the Asset (if not rectangular)","Metres",null,1]
["Stockwater","Tank","Water Tank","Length (m)","Total external length of the Asset (if not circular)","Metres",null,1]
["Stockwater","Tank","Water Tank","Width (m)","Total external Width of the Asset (if not circular)","Metres",null,1]
["Stockwater","Tank","Water Tank","Height (m)","Total external Height of the Asset","Metres",null,1]
["Stockwater","Tank","Water Tank","Volume (m3)","Total capacity of available storage the Asset","Cubic metres",null,1]
["Stockwater","Tank","Water Tank","Floor RL (m)","Level of the Internal Base (in terms of a R.L)","Metres",null,1]
["Stockwater","Tank","Water Tank","Inlet RL (m)","Level of the Pipe Inlet (in terms of a R.L)","Metres",null,1]
["Stockwater","Tank","Water Tank","Overflow RL (m)","Level of the Pipe Outlet overflow (in terms of a R.L)","Metres",null,1]
["Stormwater","Tank","Water Tank","Material","Material used to manufacture the Asset",null,"A_MTLTNK",1]
["Stormwater","Tank","Water Tank","Construction Method","Construction method used to form the Asset",null,"A_MTHSTR",1]
["Stormwater","Tank","Water Tank","Tank Shape","External shape of the Asset",null,"A_SHPTNK",1]
["Stormwater","Tank","Water Tank","Lid Type","Category of  Lid Type installed",null,"A_TYPLID",1]
["Stormwater","Tank","Water Tank","Lid Material","Material used to manufacture the Asset",null,"A_MTLLID",1]
["Stormwater","Tank","Water Tank","Lid Shape","Physical shape of the Asset",null,"A_SHPLID",1]
["Stormwater","Tank","Water Tank","Lid Fixing","Fixing mechanism used to secure the Asset in place",null,"A_FIXLID",1]
["Stormwater","Tank","Water Tank","Lid Security","Security measures to prevent accessibility into the Asset",null,"A_SCRLID",1]
["Stormwater","Tank","Water Tank","Diameter (m)","External diameter of the Asset (if not rectangular)","Metres",null,1]
["Stormwater","Tank","Water Tank","Length (m)","Total external length of the Asset (if not circular)","Metres",null,1]
["Stormwater","Tank","Water Tank","Width (m)","Total external Width of the Asset (if not circular)","Metres",null,1]
["Stormwater","Tank","Water Tank","Height (m)","Total external Height of the Asset","Metres",null,1]
["Stormwater","Tank","Water Tank","Volume (m3)","Total capacity of available storage the Asset","Cubic metres",null,1]
["Stormwater","Tank","Water Tank","Floor RL (m)","Level of the Internal Base (in terms of a R.L)","Metres",null,1]
["Stormwater","Tank","Water Tank","Inlet RL (m)","Level of the Pipe Inlet (in terms of a R.L)","Metres",null,1]
["Stormwater","Tank","Water Tank","Overflow RL (m)","Level of the Pipe Outlet overflow (in terms of a R.L)","Metres",null,1]
["Water Supply","Tank","Water Tank","Material","Material used to manufacture the Asset",null,"A_MTLTNK",1]
["Water Supply","Tank","Water Tank","Construction Method","Construction method used to form the Asset",null,"A_MTHSTR",1]
["Water Supply","Tank","Water Tank","Tank Shape","External shape of the Asset",null,"A_SHPTNK",1]
["Water Supply","Tank","Water Tank","Lid Type","Category of  Lid Type installed",null,"A_TYPLID",1]
["Water Supply","Tank","Water Tank","Lid Material","Material used to manufacture the Asset",null,"A_MTLLID",1]
["Water Supply","Tank","Water Tank","Lid Shape","Physical shape of the Asset",null,"A_SHPLID",1]
["Water Supply","Tank","Water Tank","Lid Fixing","Fixing mechanism used to secure the Asset in place",null,"A_FIXLID",1]
["Water Supply","Tank","Water Tank","Lid Security","Security measures to prevent accessibility into the Asset",null,"A_SCRLID",1]
["Water Supply","Tank","Water Tank","Diameter (m)","External diameter of the Asset (if not rectangular)","Metres",null,1]
["Water Supply","Tank","Water Tank","Length (m)","Total external length of the Asset (if not circular)","Metres",null,1]
["Water Supply","Tank","Water Tank","Width (m)","Total external Width of the Asset (if not circular)","Metres",null,1]
["Water Supply","Tank","Water Tank","Height (m)","Total external Height of the Asset","Metres",null,1]
["Water Supply","Tank","Water Tank","Volume (m3)","Total capacity of available storage the Asset","Cubic metres",null,1]
["Water Supply","Tank","Water Tank","Floor RL (m)","Level of the Internal Base (in terms of a R.L)","Metres",null,1]
["Water Supply","Tank","Water Tank","Inlet RL (m)","Level of the Pipe Inlet (in terms of a R.L)","Metres",null,1]
["Water Supply","Tank","Water Tank","Overflow RL (m)","Level of the Pipe Outlet overflow (in terms of a R.L)","Metres",null,1]
["Wastewater","Tank","Water Tank","Material","Material used to manufacture the Asset",null,"A_MTLTNK",1]
["Wastewater","Tank","Water Tank","Construction Method","Construction method used to form the Asset",null,"A_MTHSTR",1]
["Wastewater","Tank","Water Tank","Tank Shape","External shape of the Asset",null,"A_SHPTNK",1]
["Wastewater","Tank","Water Tank","Lid Type","Category of  Lid Type installed",null,"A_TYPLID",1]
["Wastewater","Tank","Water Tank","Lid Material","Material used to manufacture the Asset",null,"A_MTLLID",1]
["Wastewater","Tank","Water Tank","Lid Shape","Physical shape of the Asset",null,"A_SHPLID",1]
["Wastewater","Tank","Water Tank","Lid Fixing","Fixing mechanism used to secure the Asset in place",null,"A_FIXLID",1]
["Wastewater","Tank","Water Tank","Lid Security","Security measures to prevent accessibility into the Asset",null,"A_SCRLID",1]
["Wastewater","Tank","Water Tank","Diameter (m)","External diameter of the Asset (if not rectangular)","Metres",null,1]
["Wastewater","Tank","Water Tank","Length (m)","Total external length of the Asset (if not circular)","Metres",null,1]
["Wastewater","Tank","Water Tank","Width (m)","Total external Width of the Asset (if not circular)","Metres",null,1]
["Wastewater","Tank","Water Tank","Height (m)","Total external Height of the Asset","Metres",null,1]
["Wastewater","Tank","Water Tank","Volume (m3)","Total capacity of available storage the Asset","Cubic metres",null,1]
["Wastewater","Tank","Water Tank","Floor RL (m)","Level of the Internal Base (in terms of a R.L)","Metres",null,1]
["Wastewater","Tank","Water Tank","Inlet RL (m)","Level of the Pipe Inlet (in terms of a R.L)","Metres",null,1]
["Wastewater","Tank","Water Tank","Overflow RL (m)","Level of the Pipe Outlet overflow (in terms of a R.L)","Metres",null,1]
["Water Supply","Tank","Water Tank","Manufacturer","Name of the manufacturer",null,null,1]
["Water Supply","Tank","Water Tank","Model","Name of the manufacturer model",null,null,1]
["Stormwater","Tank","Water Tank","Manufacturer","Name of the manufacturer",null,null,1]
["Stormwater","Tank","Water Tank","Model","Name of the manufacturer model",null,null,1]
["Wastewater","Tank","Water Tank","Manufacturer","Name of the manufacturer",null,null,1]
["Wastewater","Tank","Water Tank","Model","Name of the manufacturer model",null,null,1]
["Stockwater","Tank","Water Tank","Manufacturer","Name of the manufacturer",null,null,1]
["Stockwater","Tank","Water Tank","Model","Name of the manufacturer model",null,null,1]
["Irrigation","Tank","Water Tank","Manufacturer","Name of the manufacturer",null,null,1]
["Irrigation","Tank","Water Tank","Model","Name of the manufacturer model",null,null,1]
["Irrigation","Site Services","Wave Band","Material","Material used to manufacture the Asset",null,"A_MTLCHT",1]
["Irrigation","Site Services","Wave Band","Length (m)","Total Length of the Asset","Metres",null,1]
["Irrigation","Site Services","Wave Band","Height (m)","Total Height of the Asset from base to top","Metres",null,1]
["Stockwater","Site Services","Wave Band","Material","Material used to manufacture the Asset",null,"A_MTLCHT",1]
["Stockwater","Site Services","Wave Band","Length (m)","Total Length of the Asset","Metres",null,1]
["Stockwater","Site Services","Wave Band","Height (m)","Total Height of the Asset from base to top","Metres",null,1]
["Stormwater","Site Services","Wave Band","Material","Material used to manufacture the Asset",null,"A_MTLCHT",1]
["Stormwater","Site Services","Wave Band","Length (m)","Total Length of the Asset","Metres",null,1]
["Stormwater","Site Services","Wave Band","Height (m)","Total Height of the Asset from base to top","Metres",null,1]
["Water Supply","Site Services","Wave Band","Material","Material used to manufacture the Asset",null,"A_MTLCHT",1]
["Water Supply","Site Services","Wave Band","Length (m)","Total Length of the Asset","Metres",null,1]
["Water Supply","Site Services","Wave Band","Height (m)","Total Height of the Asset from base to top","Metres",null,1]
["Wastewater","Site Services","Wave Band","Material","Material used to manufacture the Asset",null,"A_MTLCHT",1]
["Wastewater","Site Services","Wave Band","Length (m)","Total Length of the Asset","Metres",null,1]
["Wastewater","Site Services","Wave Band","Height (m)","Total Height of the Asset from base to top","Metres",null,1]
["Irrigation","Instrument","Weather Station","Input Voltage (V)","To define the rated Supply Voltage","Volts","A_CLSVLT",1]
["Irrigation","Instrument","Weather Station","Locality","Physical location of the Asset",null,"A_POSVRS",1]
["Irrigation","Instrument","Weather Station","Monitoring Type","Method used for monitoring, recording and reporting of data",null,"A_MTHMNT",1]
["Irrigation","Instrument","Weather Station","Comms Protocol","Communications method used for sending and receiving data",null,"A_TYPCOM",1]
["Irrigation","Instrument","Weather Station","Output Pulsed","Is the Output pulsed (Y/N)",null,"A_BNYMTR",1]
["Irrigation","Instrument","Weather Station","Calibration Agent",null,null,null,1]
["Irrigation","Instrument","Weather Station","Calibration Number",null,null,null,1]
["Irrigation","Instrument","Weather Station","Calibration Exp Date",null,null,null,1]
["Irrigation","Instrument","Weather Station","Instrument Range","Approved range for measuring the data",null,null,1]
["Stockwater","Instrument","Weather Station","Input Voltage (V)","To define the rated Supply Voltage","Volts","A_CLSVLT",1]
["Stockwater","Instrument","Weather Station","Locality","Physical location of the Asset",null,"A_POSVRS",1]
["Stockwater","Instrument","Weather Station","Monitoring Type","Method used for monitoring, recording and reporting of data",null,"A_MTHMNT",1]
["Stockwater","Instrument","Weather Station","Comms Protocol","Communications method used for sending and receiving data",null,"A_TYPCOM",1]
["Stockwater","Instrument","Weather Station","Output Pulsed","Is the Output pulsed (Y/N)",null,"A_BNYMTR",1]
["Stockwater","Instrument","Weather Station","Calibration Agent",null,null,null,1]
["Stockwater","Instrument","Weather Station","Calibration Number",null,null,null,1]
["Stockwater","Instrument","Weather Station","Calibration Exp Date",null,null,null,1]
["Stockwater","Instrument","Weather Station","Instrument Range","Approved range for measuring the data",null,null,1]
["Stormwater","Instrument","Weather Station","Input Voltage (V)","To define the rated Supply Voltage","Volts","A_CLSVLT",1]
["Stormwater","Instrument","Weather Station","Locality","Physical location of the Asset",null,"A_POSVRS",1]
["Stormwater","Instrument","Weather Station","Monitoring Type","Method used for monitoring, recording and reporting of data",null,"A_MTHMNT",1]
["Stormwater","Instrument","Weather Station","Comms Protocol","Communications method used for sending and receiving data",null,"A_TYPCOM",1]
["Stormwater","Instrument","Weather Station","Output Pulsed","Is the Output pulsed (Y/N)",null,"A_BNYMTR",1]
["Stormwater","Instrument","Weather Station","Calibration Agent",null,null,null,1]
["Stormwater","Instrument","Weather Station","Calibration Number",null,null,null,1]
["Stormwater","Instrument","Weather Station","Calibration Exp Date",null,null,null,1]
["Stormwater","Instrument","Weather Station","Instrument Range","Approved range for measuring the data",null,null,1]
["Water Supply","Instrument","Weather Station","Input Voltage (V)","To define the rated Supply Voltage","Volts","A_CLSVLT",1]
["Water Supply","Instrument","Weather Station","Locality","Physical location of the Asset",null,"A_POSVRS",1]
["Water Supply","Instrument","Weather Station","Monitoring Type","Method used for monitoring, recording and reporting of data",null,"A_MTHMNT",1]
["Water Supply","Instrument","Weather Station","Comms Protocol","Communications method used for sending and receiving data",null,"A_TYPCOM",1]
["Water Supply","Instrument","Weather Station","Output Pulsed","Is the Output pulsed (Y/N)",null,"A_BNYMTR",1]
["Water Supply","Instrument","Weather Station","Calibration Agent",null,null,null,1]
["Water Supply","Instrument","Weather Station","Calibration Number",null,null,null,1]
["Water Supply","Instrument","Weather Station","Calibration Exp Date",null,null,null,1]
["Water Supply","Instrument","Weather Station","Instrument Range","Approved range for measuring the data",null,null,1]
["Wastewater","Instrument","Weather Station","Input Voltage (V)","To define the rated Supply Voltage","Volts","A_CLSVLT",1]
["Wastewater","Instrument","Weather Station","Locality","Physical location of the Asset",null,"A_POSVRS",1]
["Wastewater","Instrument","Weather Station","Monitoring Type","Method used for monitoring, recording and reporting of data",null,"A_MTHMNT",1]
["Wastewater","Instrument","Weather Station","Comms Protocol","Communications method used for sending and receiving data",null,"A_TYPCOM",1]
["Wastewater","Instrument","Weather Station","Output Pulsed","Is the Output pulsed (Y/N)",null,"A_BNYMTR",1]
["Wastewater","Instrument","Weather Station","Calibration Agent",null,null,null,1]
["Wastewater","Instrument","Weather Station","Calibration Number",null,null,null,1]
["Wastewater","Instrument","Weather Station","Calibration Exp Date",null,null,null,1]
["Wastewater","Instrument","Weather Station","Instrument Range","Approved range for measuring the data",null,null,1]
["Water Supply","Instrument","Weather Station","Manufacturer","Name of the manufacturer",null,null,1]
["Water Supply","Instrument","Weather Station","Model","Name of the manufacturer model",null,null,1]
["Water Supply","Instrument","Weather Station","Serial Number","Identification code supplied by the manufacturer",null,null,1]
["Water Supply","Instrument","Weather Station","Warranty Expiry Date","Expiry date of the warranty period",null,null,1]
["Stormwater","Instrument","Weather Station","Manufacturer","Name of the manufacturer",null,null,1]
["Stormwater","Instrument","Weather Station","Model","Name of the manufacturer model",null,null,1]
["Stormwater","Instrument","Weather Station","Serial Number","Identification code supplied by the manufacturer",null,null,1]
["Stormwater","Instrument","Weather Station","Warranty Expiry Date","Expiry date of the warranty period",null,null,1]
["Wastewater","Instrument","Weather Station","Manufacturer","Name of the manufacturer",null,null,1]
["Wastewater","Instrument","Weather Station","Model","Name of the manufacturer model",null,null,1]
["Wastewater","Instrument","Weather Station","Serial Number","Identification code supplied by the manufacturer",null,null,1]
["Wastewater","Instrument","Weather Station","Warranty Expiry Date","Expiry date of the warranty period",null,null,1]
["Stockwater","Instrument","Weather Station","Manufacturer","Name of the manufacturer",null,null,1]
["Stockwater","Instrument","Weather Station","Model","Name of the manufacturer model",null,null,1]
["Stockwater","Instrument","Weather Station","Serial Number","Identification code supplied by the manufacturer",null,null,1]
["Stockwater","Instrument","Weather Station","Warranty Expiry Date","Expiry date of the warranty period",null,null,1]
["Irrigation","Instrument","Weather Station","Manufacturer","Name of the manufacturer",null,null,1]
["Irrigation","Instrument","Weather Station","Model","Name of the manufacturer model",null,null,1]
["Irrigation","Instrument","Weather Station","Serial Number","Identification code supplied by the manufacturer",null,null,1]
["Irrigation","Instrument","Weather Station","Warranty Expiry Date","Expiry date of the warranty period",null,null,1]
["Irrigation","Structure","Weir","Material","Material used to manufacture the Asset",null,"A_MTLSTR",1]
["Irrigation","Structure","Weir","Construction Method","Construction method used to form Asset",null,"A_MTHSTR",1]
["Irrigation","Structure","Weir","Weir Type","Shape of the Asset",null,"A_SHPWER",1]
["Irrigation","Structure","Weir","Width (m)","Total Width of the Asset","Metres",null,1]
["Irrigation","Structure","Weir","Height (m)","Total height of the Asset (above ground)","Metres",null,1]
["Irrigation","Structure","Weir","Top RL (m)","Level at the top of the Asset (in terms of a R.L). Refer technical chapter for details","Metres",null,1]
["Irrigation","Structure","Weir","Weir RL (m)","Level at the spill point of the Asset  (in terms of a R.L)","Metres",null,1]
["Stockwater","Structure","Weir","Material","Material used to manufacture the Asset",null,"A_MTLSTR",1]
["Stockwater","Structure","Weir","Construction Method","Construction method used to form Asset",null,"A_MTHSTR",1]
["Stockwater","Structure","Weir","Weir Type","Shape of the Asset",null,"A_SHPWER",1]
["Stockwater","Structure","Weir","Width (m)","Total Width of the Asset","Metres",null,1]
["Stockwater","Structure","Weir","Height (m)","Total height of the Asset (above ground)","Metres",null,1]
["Stockwater","Structure","Weir","Top RL (m)","Level at the top of the Asset (in terms of a R.L). Refer technical chapter for details","Metres",null,1]
["Stockwater","Structure","Weir","Weir RL (m)","Level at the spill point of the Asset  (in terms of a R.L)","Metres",null,1]
["Stormwater","Structure","Weir","Material","Material used to manufacture the Asset",null,"A_MTLSTR",1]
["Stormwater","Structure","Weir","Construction Method","Construction method used to form Asset",null,"A_MTHSTR",1]
["Stormwater","Structure","Weir","Weir Type","Shape of the Asset",null,"A_SHPWER",1]
["Stormwater","Structure","Weir","Width (m)","Total Width of the Asset","Metres",null,1]
["Stormwater","Structure","Weir","Height (m)","Total height of the Asset (above ground)","Metres",null,1]
["Stormwater","Structure","Weir","Top RL (m)","Level at the top of the Asset (in terms of a R.L). Refer technical chapter for details","Metres",null,1]
["Stormwater","Structure","Weir","Weir RL (m)","Level at the spill point of the Asset  (in terms of a R.L)","Metres",null,1]
["Water Supply","Structure","Weir","Material","Material used to manufacture the Asset",null,"A_MTLSTR",1]
["Water Supply","Structure","Weir","Construction Method","Construction method used to form Asset",null,"A_MTHSTR",1]
["Water Supply","Structure","Weir","Weir Type","Shape of the Asset",null,"A_SHPWER",1]
["Water Supply","Structure","Weir","Width (m)","Total Width of the Asset","Metres",null,1]
["Water Supply","Structure","Weir","Height (m)","Total height of the Asset (above ground)","Metres",null,1]
["Water Supply","Structure","Weir","Top RL (m)","Level at the top of the Asset (in terms of a R.L). Refer technical chapter for details","Metres",null,1]
["Water Supply","Structure","Weir","Weir RL (m)","Level at the spill point of the Asset  (in terms of a R.L)","Metres",null,1]
["Wastewater","Structure","Weir","Material","Material used to manufacture the Asset",null,"A_MTLSTR",1]
["Wastewater","Structure","Weir","Construction Method","Construction method used to form Asset",null,"A_MTHSTR",1]
["Wastewater","Structure","Weir","Weir Type","Shape of the Asset",null,"A_SHPWER",1]
["Wastewater","Structure","Weir","Width (m)","Total Width of the Asset","Metres",null,1]
["Wastewater","Structure","Weir","Height (m)","Total height of the Asset (above ground)","Metres",null,1]
["Wastewater","Structure","Weir","Top RL (m)","Level at the top of the Asset (in terms of a R.L). Refer technical chapter for details","Metres",null,1]
["Wastewater","Structure","Weir","Weir RL (m)","Level at the spill point of the Asset  (in terms of a R.L)","Metres",null,1]
["Water Supply","Structure","Weir","Manufacturer","Name of the manufacturer",null,null,1]
["Irrigation","Structure","Weir","Manufacturer","Name of the manufacturer",null,null,1]
["Stockwater","Structure","Weir","Manufacturer","Name of the manufacturer",null,null,1]
["Wastewater","Structure","Weir","Manufacturer","Name of the manufacturer",null,null,1]
["Stormwater","Structure","Weir","Manufacturer","Name of the manufacturer",null,null,1]
["Irrigation","Structure","Well Fountain","Material","Material used to manufacture the Asset",null,"A_MTLSTR",1]
["Irrigation","Structure","Well Fountain","Construction Method","Construction method used to form Asset",null,"A_MTHSTR",1]
["Stockwater","Structure","Well Fountain","Material","Material used to manufacture the Asset",null,"A_MTLSTR",1]
["Stockwater","Structure","Well Fountain","Construction Method","Construction method used to form Asset",null,"A_MTHSTR",1]
["Stormwater","Structure","Well Fountain","Material","Material used to manufacture the Asset",null,"A_MTLSTR",1]
["Stormwater","Structure","Well Fountain","Construction Method","Construction method used to form Asset",null,"A_MTHSTR",1]
["Water Supply","Structure","Well Fountain","Material","Material used to manufacture the Asset",null,"A_MTLSTR",1]
["Water Supply","Structure","Well Fountain","Construction Method","Construction method used to form Asset",null,"A_MTHSTR",1]
["Wastewater","Structure","Well Fountain","Material","Material used to manufacture the Asset",null,"A_MTLSTR",1]
["Wastewater","Structure","Well Fountain","Construction Method","Construction method used to form Asset",null,"A_MTHSTR",1]
["Water Supply","Structure","Well Fountain","Manufacturer","Name of the manufacturer",null,null,1]
["Irrigation","Structure","Well Fountain","Manufacturer","Name of the manufacturer",null,null,1]
["Stockwater","Structure","Well Fountain","Manufacturer","Name of the manufacturer",null,null,1]
["Wastewater","Structure","Well Fountain","Manufacturer","Name of the manufacturer",null,null,1]
["Stormwater","Structure","Well Fountain","Manufacturer","Name of the manufacturer",null,null,1]
["Irrigation","Chamber","Wet Well","Material","Material used to manufacture the Asset",null,"A_MTLTNK",1]
["Irrigation","Chamber","Wet Well","Construction Method","Construction method used to form the Asset",null,"A_MTHSTR",1]
["Irrigation","Chamber","Wet Well","Chamber Shape","Preformed shape of the Asset",null,"A_SHPCMB",1]
["Irrigation","Chamber","Wet Well","Lid Type","Asset category type",null,"A_TYPLID",1]
["Irrigation","Chamber","Wet Well","Lid Material","Material used to manufacture the Asset",null,"A_MTLLID",1]
["Irrigation","Chamber","Wet Well","Lid Shape","Physical shape of the Asset",null,"A_SHPLID",1]
["Irrigation","Chamber","Wet Well","Lid Fixing","Fixing mechanism used to secure the Asset",null,"A_FIXLID",1]
["Irrigation","Chamber","Wet Well","Lid Security","Security measures to prevent accessibility into the Asset",null,"A_SCRLID",1]
["Irrigation","Chamber","Wet Well","Lid Class","Weight Classification Category designated for the required trafficking on the Asset",null,"A_CLSLID",1]
["Irrigation","Chamber","Wet Well","Diameter (m)","Internal Diameter of the Asset (if not rectangular)","Metres",null,1]
["Irrigation","Chamber","Wet Well","Length (m)","Internal length of the Asset (if not circular)","Metres",null,1]
["Irrigation","Chamber","Wet Well","Width (m)","Internal Width Of The Asset (if not circular) ","Metres",null,1]
["Irrigation","Chamber","Wet Well","Depth (m)","Internal distance between the lid level of the Chamber and the base","Metres",null,1]
["Irrigation","Chamber","Wet Well","Lid RL (m)","Level of the centre of the top of the Asset (in terms of a R.L)","Metres",null,1]
["Irrigation","Chamber","Wet Well","Base RL (m)","Level on the internal base floor of the Asset (in terms of a R.L)","Metres",null,1]
["Irrigation","Chamber","Wet Well","Lid Diameter (mm)","External diameter of the Asset (if not rectangular)","Millimetres",null,1]
["Irrigation","Chamber","Wet Well","Lid Length (mm)","External length of the Asset (if not circular)","Millimetres",null,1]
["Irrigation","Chamber","Wet Well","Lid Width (mm)","External width of the Asset (if not circular)","Millimetres",null,1]
["Irrigation","Chamber","Wet Well","Volume (m3)","Capacity of the Asset when at full Volume","Cubic metres",null,1]
["Irrigation","Chamber","Wet Well","Pump Slot Count","Total number of Pumps Slots available to install Pumps","Count",null,1]
["Stockwater","Chamber","Wet Well","Material","Material used to manufacture the Asset",null,"A_MTLTNK",1]
["Stockwater","Chamber","Wet Well","Construction Method","Construction method used to form the Asset",null,"A_MTHSTR",1]
["Stockwater","Chamber","Wet Well","Chamber Shape","Preformed shape of the Asset",null,"A_SHPCMB",1]
["Stockwater","Chamber","Wet Well","Lid Type","Asset category type",null,"A_TYPLID",1]
["Stockwater","Chamber","Wet Well","Lid Material","Material used to manufacture the Asset",null,"A_MTLLID",1]
["Stockwater","Chamber","Wet Well","Lid Shape","Physical shape of the Asset",null,"A_SHPLID",1]
["Stockwater","Chamber","Wet Well","Lid Fixing","Fixing mechanism used to secure the Asset",null,"A_FIXLID",1]
["Stockwater","Chamber","Wet Well","Lid Security","Security measures to prevent accessibility into the Asset",null,"A_SCRLID",1]
["Stockwater","Chamber","Wet Well","Lid Class","Weight Classification Category designated for the required trafficking on the Asset",null,"A_CLSLID",1]
["Stockwater","Chamber","Wet Well","Diameter (m)","Internal Diameter of the Asset (if not rectangular)","Metres",null,1]
["Stockwater","Chamber","Wet Well","Length (m)","Internal length of the Asset (if not circular)","Metres",null,1]
["Stockwater","Chamber","Wet Well","Width (m)","Internal Width Of The Asset (if not circular) ","Metres",null,1]
["Stockwater","Chamber","Wet Well","Depth (m)","Internal distance between the lid level of the Chamber and the base","Metres",null,1]
["Stockwater","Chamber","Wet Well","Lid RL (m)","Level of the centre of the top of the Asset (in terms of a R.L)","Metres",null,1]
["Stockwater","Chamber","Wet Well","Base RL (m)","Level on the internal base floor of the Asset (in terms of a R.L)","Metres",null,1]
["Stockwater","Chamber","Wet Well","Lid Diameter (mm)","External diameter of the Asset (if not rectangular)","Millimetres",null,1]
["Stockwater","Chamber","Wet Well","Lid Length (mm)","External length of the Asset (if not circular)","Millimetres",null,1]
["Stockwater","Chamber","Wet Well","Lid Width (mm)","External width of the Asset (if not circular)","Millimetres",null,1]
["Stockwater","Chamber","Wet Well","Volume (m3)","Capacity of the Asset when at full Volume","Cubic metres",null,1]
["Stockwater","Chamber","Wet Well","Pump Slot Count","Total number of Pumps Slots available to install Pumps","Count",null,1]
["Stormwater","Chamber","Wet Well","Material","Material used to manufacture the Asset",null,"A_MTLTNK",1]
["Stormwater","Chamber","Wet Well","Construction Method","Construction method used to form the Asset",null,"A_MTHSTR",1]
["Stormwater","Chamber","Wet Well","Chamber Shape","Preformed shape of the Asset",null,"A_SHPCMB",1]
["Stormwater","Chamber","Wet Well","Lid Type","Asset category type",null,"A_TYPLID",1]
["Stormwater","Chamber","Wet Well","Lid Material","Material used to manufacture the Asset",null,"A_MTLLID",1]
["Stormwater","Chamber","Wet Well","Lid Shape","Physical shape of the Asset",null,"A_SHPLID",1]
["Stormwater","Chamber","Wet Well","Lid Fixing","Fixing mechanism used to secure the Asset",null,"A_FIXLID",1]
["Stormwater","Chamber","Wet Well","Lid Security","Security measures to prevent accessibility into the Asset",null,"A_SCRLID",1]
["Stormwater","Chamber","Wet Well","Lid Class","Weight Classification Category designated for the required trafficking on the Asset",null,"A_CLSLID",1]
["Stormwater","Chamber","Wet Well","Diameter (m)","Internal Diameter of the Asset (if not rectangular)","Metres",null,1]
["Stormwater","Chamber","Wet Well","Length (m)","Internal length of the Asset (if not circular)","Metres",null,1]
["Stormwater","Chamber","Wet Well","Width (m)","Internal Width Of The Asset (if not circular) ","Metres",null,1]
["Stormwater","Chamber","Wet Well","Depth (m)","Internal distance between the lid level of the Chamber and the base","Metres",null,1]
["Stormwater","Chamber","Wet Well","Lid RL (m)","Level of the centre of the top of the Asset (in terms of a R.L)","Metres",null,1]
["Stormwater","Chamber","Wet Well","Base RL (m)","Level on the internal base floor of the Asset (in terms of a R.L)","Metres",null,1]
["Stormwater","Chamber","Wet Well","Lid Diameter (mm)","External diameter of the Asset (if not rectangular)","Millimetres",null,1]
["Stormwater","Chamber","Wet Well","Lid Length (mm)","External length of the Asset (if not circular)","Millimetres",null,1]
["Stormwater","Chamber","Wet Well","Lid Width (mm)","External width of the Asset (if not circular)","Millimetres",null,1]
["Stormwater","Chamber","Wet Well","Volume (m3)","Capacity of the Asset when at full Volume","Cubic metres",null,1]
["Stormwater","Chamber","Wet Well","Pump Slot Count","Total number of Pumps Slots available to install Pumps","Count",null,1]
["Water Supply","Chamber","Wet Well","Material","Material used to manufacture the Asset",null,"A_MTLTNK",1]
["Water Supply","Chamber","Wet Well","Construction Method","Construction method used to form the Asset",null,"A_MTHSTR",1]
["Water Supply","Chamber","Wet Well","Chamber Shape","Preformed shape of the Asset",null,"A_SHPCMB",1]
["Water Supply","Chamber","Wet Well","Lid Type","Asset category type",null,"A_TYPLID",1]
["Water Supply","Chamber","Wet Well","Lid Material","Material used to manufacture the Asset",null,"A_MTLLID",1]
["Water Supply","Chamber","Wet Well","Lid Shape","Physical shape of the Asset",null,"A_SHPLID",1]
["Water Supply","Chamber","Wet Well","Lid Fixing","Fixing mechanism used to secure the Asset",null,"A_FIXLID",1]
["Water Supply","Chamber","Wet Well","Lid Security","Security measures to prevent accessibility into the Asset",null,"A_SCRLID",1]
["Water Supply","Chamber","Wet Well","Lid Class","Weight Classification Category designated for the required trafficking on the Asset",null,"A_CLSLID",1]
["Water Supply","Chamber","Wet Well","Diameter (m)","Internal Diameter of the Asset (if not rectangular)","Metres",null,1]
["Water Supply","Chamber","Wet Well","Length (m)","Internal length of the Asset (if not circular)","Metres",null,1]
["Water Supply","Chamber","Wet Well","Width (m)","Internal Width Of The Asset (if not circular) ","Metres",null,1]
["Water Supply","Chamber","Wet Well","Depth (m)","Internal distance between the lid level of the Chamber and the base","Metres",null,1]
["Water Supply","Chamber","Wet Well","Lid RL (m)","Level of the centre of the top of the Asset (in terms of a R.L)","Metres",null,1]
["Water Supply","Chamber","Wet Well","Base RL (m)","Level on the internal base floor of the Asset (in terms of a R.L)","Metres",null,1]
["Water Supply","Chamber","Wet Well","Lid Diameter (mm)","External diameter of the Asset (if not rectangular)","Millimetres",null,1]
["Water Supply","Chamber","Wet Well","Lid Length (mm)","External length of the Asset (if not circular)","Millimetres",null,1]
["Water Supply","Chamber","Wet Well","Lid Width (mm)","External width of the Asset (if not circular)","Millimetres",null,1]
["Water Supply","Chamber","Wet Well","Volume (m3)","Capacity of the Asset when at full Volume","Cubic metres",null,1]
["Water Supply","Chamber","Wet Well","Pump Slot Count","Total number of Pumps Slots available to install Pumps","Count",null,1]
["Wastewater","Chamber","Wet Well","Material","Material used to manufacture the Asset",null,"A_MTLTNK",1]
["Wastewater","Chamber","Wet Well","Construction Method","Construction method used to form the Asset",null,"A_MTHSTR",1]
["Wastewater","Chamber","Wet Well","Chamber Shape","Preformed shape of the Asset",null,"A_SHPCMB",1]
["Wastewater","Chamber","Wet Well","Lid Type","Asset category type",null,"A_TYPLID",1]
["Wastewater","Chamber","Wet Well","Lid Material","Material used to manufacture the Asset",null,"A_MTLLID",1]
["Wastewater","Chamber","Wet Well","Lid Shape","Physical shape of the Asset",null,"A_SHPLID",1]
["Wastewater","Chamber","Wet Well","Lid Fixing","Fixing mechanism used to secure the Asset",null,"A_FIXLID",1]
["Wastewater","Chamber","Wet Well","Lid Security","Security measures to prevent accessibility into the Asset",null,"A_SCRLID",1]
["Wastewater","Chamber","Wet Well","Lid Class","Weight Classification Category designated for the required trafficking on the Asset",null,"A_CLSLID",1]
["Wastewater","Chamber","Wet Well","Diameter (m)","Internal Diameter of the Asset (if not rectangular)","Metres",null,1]
["Wastewater","Chamber","Wet Well","Length (m)","Internal length of the Asset (if not circular)","Metres",null,1]
["Wastewater","Chamber","Wet Well","Width (m)","Internal Width Of The Asset (if not circular) ","Metres",null,1]
["Wastewater","Chamber","Wet Well","Depth (m)","Internal distance between the lid level of the Chamber and the base","Metres",null,1]
["Wastewater","Chamber","Wet Well","Lid RL (m)","Level of the centre of the top of the Asset (in terms of a R.L)","Metres",null,1]
["Wastewater","Chamber","Wet Well","Base RL (m)","Level on the internal base floor of the Asset (in terms of a R.L)","Metres",null,1]
["Wastewater","Chamber","Wet Well","Lid Diameter (mm)","External diameter of the Asset (if not rectangular)","Millimetres",null,1]
["Wastewater","Chamber","Wet Well","Lid Length (mm)","External length of the Asset (if not circular)","Millimetres",null,1]
["Wastewater","Chamber","Wet Well","Lid Width (mm)","External width of the Asset (if not circular)","Millimetres",null,1]
["Wastewater","Chamber","Wet Well","Volume (m3)","Capacity of the Asset when at full Volume","Cubic metres",null,1]
["Wastewater","Chamber","Wet Well","Pump Slot Count","Total number of Pumps Slots available to install Pumps","Count",null,1]
["Water Supply","Chamber","Wet Well","Manufacturer","Name of the manufacturer",null,null,1]
["Water Supply","Chamber","Wet Well","Model","Name of the manufacturer model",null,null,1]
["Wastewater","Chamber","Wet Well","Manufacturer","Name of the manufacturer",null,null,1]
["Wastewater","Chamber","Wet Well","Model","Name of the manufacturer model",null,null,1]
["Irrigation","Chamber","Wet Well","Manufacturer","Name of the manufacturer",null,null,1]
["Irrigation","Chamber","Wet Well","Model","Name of the manufacturer model",null,null,1]
["Stockwater","Chamber","Wet Well","Manufacturer","Name of the manufacturer",null,null,1]
["Stockwater","Chamber","Wet Well","Model","Name of the manufacturer model",null,null,1]
["Stormwater","Chamber","Wet Well","Manufacturer","Name of the manufacturer",null,null,1]
["Stormwater","Chamber","Wet Well","Model","Name of the manufacturer model",null,null,1]
["Irrigation","Pump","Wet Well Pump","Pump Type","The type of Asset",null,"A_TYPPMP",1]
["Irrigation","Pump","Wet Well Pump","Input Voltage (V)","The rated Supply Voltage","Volts","A_CLSVLT",1]
["Irrigation","Pump","Wet Well Pump","Drive Type","Type of Variable Speed Unit used to operate the Asset",null,"A_TYPDRV",1]
["Irrigation","Pump","Wet Well Pump","Design Flow (L/s)","The normal operational Flow of the Pump","Litres per second",null,1]
["Irrigation","Pump","Wet Well Pump","Motor Size (kW)","Parameter to define the amount of Power the Asset can produce","Kilowatts",null,1]
["Irrigation","Pump","Wet Well Pump","Isolation Rating (V)","Voltage at which the Asset can safely withstand with respect to operator safety","Volts",null,1]
["Irrigation","Pump","Wet Well Pump","Motor Manufacturer","Manufacturer name that produces or supplies the Asset",null,null,1]
["Irrigation","Pump","Wet Well Pump","Motor Serial Number","Unique identification code of the Asset",null,null,1]
["Irrigation","Pump","Wet Well Pump","Design Head (kPa)","The normal operational Head of the Pump","Kilopascals",null,1]
["Irrigation","Pump","Wet Well Pump","Weight (kg)","Total weight of the Asset","Kilograms",null,1]
["Irrigation","Pump","Wet Well Pump","Current Rating (A)","Maximum Operating Current at full power","Amperes",null,1]
["Irrigation","Pump","Wet Well Pump","Speed (rpm)","Operating Speed under normal operation","Revolutions per minute",null,1]
["Irrigation","Pump","Wet Well Pump","Impellor Number","Unique identification code of the Asset",null,null,1]
["Stockwater","Pump","Wet Well Pump","Pump Type","The type of Asset",null,"A_TYPPMP",1]
["Stockwater","Pump","Wet Well Pump","Input Voltage (V)","The rated Supply Voltage","Volts","A_CLSVLT",1]
["Stockwater","Pump","Wet Well Pump","Drive Type","Type of Variable Speed Unit used to operate the Asset",null,"A_TYPDRV",1]
["Stockwater","Pump","Wet Well Pump","Design Flow (L/s)","The normal operational Flow of the Pump","Litres per second",null,1]
["Stockwater","Pump","Wet Well Pump","Motor Size (kW)","Parameter to define the amount of Power the Asset can produce","Kilowatts",null,1]
["Stockwater","Pump","Wet Well Pump","Isolation Rating (V)","Voltage at which the Asset can safely withstand with respect to operator safety","Volts",null,1]
["Stockwater","Pump","Wet Well Pump","Motor Manufacturer","Manufacturer name that produces or supplies the Asset",null,null,1]
["Stockwater","Pump","Wet Well Pump","Motor Serial Number","Unique identification code of the Asset",null,null,1]
["Stockwater","Pump","Wet Well Pump","Design Head (kPa)","The normal operational Head of the Pump","Kilopascals",null,1]
["Stockwater","Pump","Wet Well Pump","Weight (kg)","Total weight of the Asset","Kilograms",null,1]
["Stockwater","Pump","Wet Well Pump","Current Rating (A)","Maximum Operating Current at full power","Amperes",null,1]
["Stockwater","Pump","Wet Well Pump","Speed (rpm)","Operating Speed under normal operation","Revolutions per minute",null,1]
["Stockwater","Pump","Wet Well Pump","Impellor Number","Unique identification code of the Asset",null,null,1]
["Stormwater","Pump","Wet Well Pump","Pump Type","The type of Asset",null,"A_TYPPMP",1]
["Stormwater","Pump","Wet Well Pump","Input Voltage (V)","The rated Supply Voltage","Volts","A_CLSVLT",1]
["Stormwater","Pump","Wet Well Pump","Drive Type","Type of Variable Speed Unit used to operate the Asset",null,"A_TYPDRV",1]
["Stormwater","Pump","Wet Well Pump","Design Flow (L/s)","The normal operational Flow of the Pump","Litres per second",null,1]
["Stormwater","Pump","Wet Well Pump","Motor Size (kW)","Parameter to define the amount of Power the Asset can produce","Kilowatts",null,1]
["Stormwater","Pump","Wet Well Pump","Isolation Rating (V)","Voltage at which the Asset can safely withstand with respect to operator safety","Volts",null,1]
["Stormwater","Pump","Wet Well Pump","Motor Manufacturer","Manufacturer name that produces or supplies the Asset",null,null,1]
["Stormwater","Pump","Wet Well Pump","Motor Serial Number","Unique identification code of the Asset",null,null,1]
["Stormwater","Pump","Wet Well Pump","Design Head (kPa)","The normal operational Head of the Pump","Kilopascals",null,1]
["Stormwater","Pump","Wet Well Pump","Weight (kg)","Total weight of the Asset","Kilograms",null,1]
["Stormwater","Pump","Wet Well Pump","Current Rating (A)","Maximum Operating Current at full power","Amperes",null,1]
["Stormwater","Pump","Wet Well Pump","Speed (rpm)","Operating Speed under normal operation","Revolutions per minute",null,1]
["Stormwater","Pump","Wet Well Pump","Impellor Number","Unique identification code of the Asset",null,null,1]
["Water Supply","Pump","Wet Well Pump","Pump Type","The type of Asset",null,"A_TYPPMP",1]
["Water Supply","Pump","Wet Well Pump","Input Voltage (V)","The rated Supply Voltage","Volts","A_CLSVLT",1]
["Water Supply","Pump","Wet Well Pump","Drive Type","Type of Variable Speed Unit used to operate the Asset",null,"A_TYPDRV",1]
["Water Supply","Pump","Wet Well Pump","Design Flow (L/s)","The normal operational Flow of the Pump","Litres per second",null,1]
["Water Supply","Pump","Wet Well Pump","Motor Size (kW)","Parameter to define the amount of Power the Asset can produce","Kilowatts",null,1]
["Water Supply","Pump","Wet Well Pump","Isolation Rating (V)","Voltage at which the Asset can safely withstand with respect to operator safety","Volts",null,1]
["Water Supply","Pump","Wet Well Pump","Motor Manufacturer","Manufacturer name that produces or supplies the Asset",null,null,1]
["Water Supply","Pump","Wet Well Pump","Motor Serial Number","Unique identification code of the Asset",null,null,1]
["Water Supply","Pump","Wet Well Pump","Design Head (kPa)","The normal operational Head of the Pump","Kilopascals",null,1]
["Water Supply","Pump","Wet Well Pump","Weight (kg)","Total weight of the Asset","Kilograms",null,1]
["Water Supply","Pump","Wet Well Pump","Current Rating (A)","Maximum Operating Current at full power","Amperes",null,1]
["Water Supply","Pump","Wet Well Pump","Speed (rpm)","Operating Speed under normal operation","Revolutions per minute",null,1]
["Water Supply","Pump","Wet Well Pump","Impellor Number","Unique identification code of the Asset",null,null,1]
["Wastewater","Pump","Wet Well Pump","Pump Type","The type of Asset",null,"A_TYPPMP",1]
["Wastewater","Pump","Wet Well Pump","Input Voltage (V)","The rated Supply Voltage","Volts","A_CLSVLT",1]
["Wastewater","Pump","Wet Well Pump","Drive Type","Type of Variable Speed Unit used to operate the Asset",null,"A_TYPDRV",1]
["Wastewater","Pump","Wet Well Pump","Design Flow (L/s)","The normal operational Flow of the Pump","Litres per second",null,1]
["Wastewater","Pump","Wet Well Pump","Motor Size (kW)","Parameter to define the amount of Power the Asset can produce","Kilowatts",null,1]
["Wastewater","Pump","Wet Well Pump","Isolation Rating (V)","Voltage at which the Asset can safely withstand with respect to operator safety","Volts",null,1]
["Wastewater","Pump","Wet Well Pump","Motor Manufacturer","Manufacturer name that produces or supplies the Asset",null,null,1]
["Wastewater","Pump","Wet Well Pump","Motor Serial Number","Unique identification code of the Asset",null,null,1]
["Wastewater","Pump","Wet Well Pump","Design Head (kPa)","The normal operational Head of the Pump","Kilopascals",null,1]
["Wastewater","Pump","Wet Well Pump","Weight (kg)","Total weight of the Asset","Kilograms",null,1]
["Wastewater","Pump","Wet Well Pump","Current Rating (A)","Maximum Operating Current at full power","Amperes",null,1]
["Wastewater","Pump","Wet Well Pump","Speed (rpm)","Operating Speed under normal operation","Revolutions per minute",null,1]
["Wastewater","Pump","Wet Well Pump","Impellor Number","Unique identification code of the Asset",null,null,1]
["Water Supply","Pump","Wet Well Pump","Manufacturer","Name of the manufacturer",null,null,1]
["Water Supply","Pump","Wet Well Pump","Model","Name of the manufacturer model",null,null,1]
["Water Supply","Pump","Wet Well Pump","Serial Number","Identification code supplied by the manufacturer",null,null,1]
["Water Supply","Pump","Wet Well Pump","Warranty Expiry Date","Expiry date of the warranty period",null,null,1]
["Irrigation","Pump","Wet Well Pump","Manufacturer","Name of the manufacturer",null,null,1]
["Irrigation","Pump","Wet Well Pump","Model","Name of the manufacturer model",null,null,1]
["Irrigation","Pump","Wet Well Pump","Serial Number","Identification code supplied by the manufacturer",null,null,1]
["Irrigation","Pump","Wet Well Pump","Warranty Expiry Date","Expiry date of the warranty period",null,null,1]
["Stockwater","Pump","Wet Well Pump","Manufacturer","Name of the manufacturer",null,null,1]
["Stockwater","Pump","Wet Well Pump","Model","Name of the manufacturer model",null,null,1]
["Stockwater","Pump","Wet Well Pump","Serial Number","Identification code supplied by the manufacturer",null,null,1]
["Stockwater","Pump","Wet Well Pump","Warranty Expiry Date","Expiry date of the warranty period",null,null,1]
["Stormwater","Pump","Wet Well Pump","Manufacturer","Name of the manufacturer",null,null,1]
["Stormwater","Pump","Wet Well Pump","Model","Name of the manufacturer model",null,null,1]
["Stormwater","Pump","Wet Well Pump","Serial Number","Identification code supplied by the manufacturer",null,null,1]
["Stormwater","Pump","Wet Well Pump","Warranty Expiry Date","Expiry date of the warranty period",null,null,1]
["Wastewater","Pump","Wet Well Pump","Manufacturer","Name of the manufacturer",null,null,1]
["Wastewater","Pump","Wet Well Pump","Model","Name of the manufacturer model",null,null,1]
["Wastewater","Pump","Wet Well Pump","Serial Number","Identification code supplied by the manufacturer",null,null,1]
["Wastewater","Pump","Wet Well Pump","Warranty Expiry Date","Expiry date of the warranty period",null,null,1]
["Irrigation","Basin","Wetland","Lining Material","Lining Material used to line the base or sides of the Storage System",null,"A_MTLLIN",1]
["Irrigation","Basin","Wetland","Base Length (m)","Base Length of the Storage System","Metres",null,1]
["Irrigation","Basin","Wetland","Base Width (m)","Base Width of the Storage System","Metres",null,1]
["Irrigation","Basin","Wetland","Base Area (m2)","Base Area of the Storage System","Square metres",null,1]
["Irrigation","Basin","Wetland","Volume (m3)","Volume of the Storage System at full capacity","Cubic metres",null,1]
["Irrigation","Basin","Wetland","Top RL (m)","Level at the top of the  Storage System (in terms of a R.L)","Metres",null,1]
["Irrigation","Basin","Wetland","Base RL (m)","Level at the base of Storage System (in terms of a R.L)","Metres",null,1]
["Irrigation","Basin","Wetland","Overflow RL (m)","Level of the Storage System at its breach point (in terms of a R.L)","Metres",null,1]
["Stockwater","Basin","Wetland","Lining Material","Lining Material used to line the base or sides of the Storage System",null,"A_MTLLIN",1]
["Stockwater","Basin","Wetland","Base Length (m)","Base Length of the Storage System","Metres",null,1]
["Stockwater","Basin","Wetland","Base Width (m)","Base Width of the Storage System","Metres",null,1]
["Stockwater","Basin","Wetland","Base Area (m2)","Base Area of the Storage System","Square metres",null,1]
["Stockwater","Basin","Wetland","Volume (m3)","Volume of the Storage System at full capacity","Cubic metres",null,1]
["Stockwater","Basin","Wetland","Top RL (m)","Level at the top of the  Storage System (in terms of a R.L)","Metres",null,1]
["Stockwater","Basin","Wetland","Base RL (m)","Level at the base of Storage System (in terms of a R.L)","Metres",null,1]
["Stockwater","Basin","Wetland","Overflow RL (m)","Level of the Storage System at its breach point (in terms of a R.L)","Metres",null,1]
["Stormwater","Basin","Wetland","Lining Material","Lining Material used to line the base or sides of the Storage System",null,"A_MTLLIN",1]
["Stormwater","Basin","Wetland","Base Length (m)","Base Length of the Storage System","Metres",null,1]
["Stormwater","Basin","Wetland","Base Width (m)","Base Width of the Storage System","Metres",null,1]
["Stormwater","Basin","Wetland","Base Area (m2)","Base Area of the Storage System","Square metres",null,1]
["Stormwater","Basin","Wetland","Volume (m3)","Volume of the Storage System at full capacity","Cubic metres",null,1]
["Stormwater","Basin","Wetland","Top RL (m)","Level at the top of the  Storage System (in terms of a R.L)","Metres",null,1]
["Stormwater","Basin","Wetland","Base RL (m)","Level at the base of Storage System (in terms of a R.L)","Metres",null,1]
["Stormwater","Basin","Wetland","Overflow RL (m)","Level of the Storage System at its breach point (in terms of a R.L)","Metres",null,1]
["Water Supply","Basin","Wetland","Lining Material","Lining Material used to line the base or sides of the Storage System",null,"A_MTLLIN",1]
["Water Supply","Basin","Wetland","Base Length (m)","Base Length of the Storage System","Metres",null,1]
["Water Supply","Basin","Wetland","Base Width (m)","Base Width of the Storage System","Metres",null,1]
["Water Supply","Basin","Wetland","Base Area (m2)","Base Area of the Storage System","Square metres",null,1]
["Water Supply","Basin","Wetland","Volume (m3)","Volume of the Storage System at full capacity","Cubic metres",null,1]
["Water Supply","Basin","Wetland","Top RL (m)","Level at the top of the  Storage System (in terms of a R.L)","Metres",null,1]
["Water Supply","Basin","Wetland","Base RL (m)","Level at the base of Storage System (in terms of a R.L)","Metres",null,1]
["Water Supply","Basin","Wetland","Overflow RL (m)","Level of the Storage System at its breach point (in terms of a R.L)","Metres",null,1]
["Wastewater","Basin","Wetland","Lining Material","Lining Material used to line the base or sides of the Storage System",null,"A_MTLLIN",1]
["Wastewater","Basin","Wetland","Base Length (m)","Base Length of the Storage System","Metres",null,1]
["Wastewater","Basin","Wetland","Base Width (m)","Base Width of the Storage System","Metres",null,1]
["Wastewater","Basin","Wetland","Base Area (m2)","Base Area of the Storage System","Square metres",null,1]
["Wastewater","Basin","Wetland","Volume (m3)","Volume of the Storage System at full capacity","Cubic metres",null,1]
["Wastewater","Basin","Wetland","Top RL (m)","Level at the top of the  Storage System (in terms of a R.L)","Metres",null,1]
["Wastewater","Basin","Wetland","Base RL (m)","Level at the base of Storage System (in terms of a R.L)","Metres",null,1]
["Wastewater","Basin","Wetland","Overflow RL (m)","Level of the Storage System at its breach point (in terms of a R.L)","Metres",null,1]

{"sheet":"CodeListRanges","index":2,"n_rows":29930,"n_cols":1,"rows_kept":29930,"cut":false,"hidden":true,"merged":[]}
["Select Lining Material from list"]
["Clay"]
["Concrete"]
["Geo Synthetic Liner"]
["Natural"]
["Polyamide"]
["Polyester"]
["Polyethylene"]
["Polypropylene"]
["Polyvinylchloride"]
["Rock"]
["Timber"]
["Undefined"]
["Unlined"]
["Enter Base Length (m)"]
["Enter Base Width (m)"]
["Enter Base Area (m2)"]
["Enter Volume (m3)"]
["Enter Top RL (m)"]
["Enter Base RL (m)"]
["Enter Overflow RL (m)"]
["Select Lining Material from list"]
["Clay"]
["Concrete"]
["Geo Synthetic Liner"]
["Natural"]
["Polyamide"]
["Polyester"]
["Polyethylene"]
["Polypropylene"]
["Polyvinylchloride"]
["Rock"]
["Timber"]
["Undefined"]
["Unlined"]
["Enter Base Length (m)"]
["Enter Base Width (m)"]
["Enter Base Area (m2)"]
["Enter Volume (m3)"]
["Enter Top RL (m)"]
["Enter Base RL (m)"]
["Enter Overflow RL (m)"]
["Select Lining Material from list"]
["Clay"]
["Concrete"]
["Geo Synthetic Liner"]
["Natural"]
["Polyamide"]
["Polyester"]
["Polyethylene"]
["Polypropylene"]
["Polyvinylchloride"]
["Rock"]
["Timber"]
["Undefined"]
["Unlined"]
["Enter Base Length (m)"]
["Enter Base Width (m)"]
["Enter Base Area (m2)"]
["Enter Volume (m3)"]
["Enter Top RL (m)"]
["Enter Base RL (m)"]
["Enter Overflow RL (m)"]
["Select Lining Material from list"]
["Clay"]
["Concrete"]
["Geo Synthetic Liner"]
["Natural"]
["Polyamide"]
["Polyester"]
["Polyethylene"]
["Polypropylene"]
["Polyvinylchloride"]
["Rock"]
["Timber"]
["Undefined"]
["Unlined"]
["Enter Base Length (m)"]
["Enter Base Width (m)"]
["Enter Base Area (m2)"]
["Enter Volume (m3)"]
["Enter Top RL (m)"]
["Enter Base RL (m)"]
["Enter Overflow RL (m)"]
["Select Lining Material from list"]
["Clay"]
["Concrete"]
["Geo Synthetic Liner"]
["Natural"]
["Polyamide"]
["Polyester"]
["Polyethylene"]
["Polypropylene"]
["Polyvinylchloride"]
["Rock"]
["Timber"]
["Undefined"]
["Unlined"]
["Enter Base Length (m)"]
["Enter Base Width (m)"]
["Enter Base Area (m2)"]
["Enter Volume (m3)"]
["Enter Top RL (m)"]
["Enter Base RL (m)"]
["Enter Overflow RL (m)"]
["Select Input Voltage (V) from list"]
["120V (A.C)"]
["12V (D.C)"]
["240V (A.C)"]
["24V (D.C)"]
["430V (A.C)"]
["Undefined"]
["Select Control Type from list"]
["Automatic"]
["Manual"]
["SCADA"]
["Semi-automatic"]
["Undefined"]
["Enter Weight (kg)"]
["Enter Motor Output (kW)"]
["Enter Speed (rpm)"]
["Enter Cable Length (m)"]
["Enter Maximum Flow (L/s)"]
["Enter Minimum Flow (L/s)"]
["Enter Rated Pressure (kPa)"]
["Select Input Voltage (V) from list"]
["120V (A.C)"]
["12V (D.C)"]
["240V (A.C)"]
["24V (D.C)"]
["430V (A.C)"]
["Undefined"]
["Select Control Type from list"]
["Automatic"]
["Manual"]
["SCADA"]
["Semi-automatic"]
["Undefined"]
["Enter Weight (kg)"]
["Enter Motor Output (kW)"]
["Enter Speed (rpm)"]
["Enter Cable Length (m)"]
["Enter Maximum Flow (L/s)"]
["Enter Minimum Flow (L/s)"]
["Enter Rated Pressure (kPa)"]
["Select Input Voltage (V) from list"]
["120V (A.C)"]
["12V (D.C)"]
["240V (A.C)"]
["24V (D.C)"]
["430V (A.C)"]
["Undefined"]
["Select Control Type from list"]
["Automatic"]
["Manual"]
["SCADA"]
["Semi-automatic"]
["Undefined"]
["Enter Weight (kg)"]
["Enter Motor Output (kW)"]
["Enter Speed (rpm)"]
["Enter Cable Length (m)"]
["Enter Maximum Flow (L/s)"]
["Enter Minimum Flow (L/s)"]
["Enter Rated Pressure (kPa)"]
["Select Input Voltage (V) from list"]
["120V (A.C)"]
["12V (D.C)"]
["240V (A.C)"]
["24V (D.C)"]
["430V (A.C)"]
["Undefined"]
["Select Control Type from list"]
["Automatic"]
["Manual"]
["SCADA"]
["Semi-automatic"]
["Undefined"]
["Enter Weight (kg)"]
["Enter Motor Output (kW)"]
["Enter Speed (rpm)"]
["Enter Cable Length (m)"]
["Enter Maximum Flow (L/s)"]
["Enter Minimum Flow (L/s)"]
["Enter Rated Pressure (kPa)"]
["Select Input Voltage (V) from list"]
["120V (A.C)"]
["12V (D.C)"]
["240V (A.C)"]
["24V (D.C)"]
["430V (A.C)"]
["Undefined"]
["Select Control Type from list"]
["Automatic"]
["Manual"]
["SCADA"]
["Semi-automatic"]
["Undefined"]
["Enter Weight (kg)"]
["Enter Motor Output (kW)"]
["Enter Speed (rpm)"]
["Enter Cable Length (m)"]
["Enter Maximum Flow (L/s)"]
["Enter Minimum Flow (L/s)"]
["Enter Rated Pressure (kPa)"]
["Enter Manufacturer"]
["Enter Model"]
["Enter Serial Number"]
["Enter Warranty Expiry Date"]
["Enter Manufacturer"]
["Enter Model"]
["Enter Serial Number"]
["Enter Warranty Expiry Date"]
["Enter Manufacturer"]
["Enter Model"]
["Enter Serial Number"]
["Enter Warranty Expiry Date"]
["Enter Manufacturer"]
["Enter Model"]
["Enter Serial Number"]
["Enter Warranty Expiry Date"]
["Enter Manufacturer"]
["Enter Model"]
["Enter Serial Number"]
["Enter Warranty Expiry Date"]
["Select Input Voltage (V) from list"]
["120V (A.C)"]
["12V (D.C)"]
["240V (A.C)"]
["24V (D.C)"]
["430V (A.C)"]
["Undefined"]
["Select Control Type from list"]
["Automatic"]
["Manual"]
["SCADA"]
["Semi-automatic"]
["Undefined"]
["Enter Weight (kg)"]
["Enter Motor Output (kW)"]
["Enter Speed (rpm)"]
["Enter Maximum Flow (L/s)"]
["Enter Minimum Flow (L/s)"]
["Enter Rated Pressure (kPa)"]
["Select Input Voltage (V) from list"]
["120V (A.C)"]
["12V (D.C)"]
["240V (A.C)"]
["24V (D.C)"]
["430V (A.C)"]
["Undefined"]
["Select Control Type from list"]
["Automatic"]
["Manual"]
["SCADA"]
["Semi-automatic"]
["Undefined"]
["Enter Weight (kg)"]
["Enter Motor Output (kW)"]
["Enter Speed (rpm)"]
["Enter Maximum Flow (L/s)"]
["Enter Minimum Flow (L/s)"]
["Enter Rated Pressure (kPa)"]
["Select Input Voltage (V) from list"]
["120V (A.C)"]
["12V (D.C)"]
["240V (A.C)"]
["24V (D.C)"]
["430V (A.C)"]
["Undefined"]
["Select Control Type from list"]
["Automatic"]
["Manual"]
["SCADA"]
["Semi-automatic"]
["Undefined"]
["Enter Weight (kg)"]
["Enter Motor Output (kW)"]
["Enter Speed (rpm)"]
["Enter Maximum Flow (L/s)"]
["Enter Minimum Flow (L/s)"]
["Enter Rated Pressure (kPa)"]
["Select Input Voltage (V) from list"]
["120V (A.C)"]
["12V (D.C)"]
["240V (A.C)"]
["24V (D.C)"]
["430V (A.C)"]
["Undefined"]
["Select Control Type from list"]
["Automatic"]
["Manual"]
["SCADA"]
["Semi-automatic"]
["Undefined"]
["Enter Weight (kg)"]
["Enter Motor Output (kW)"]
["Enter Speed (rpm)"]
["Enter Maximum Flow (L/s)"]
["Enter Minimum Flow (L/s)"]
["Enter Rated Pressure (kPa)"]
["Select Input Voltage (V) from list"]
["120V (A.C)"]
["12V (D.C)"]
["240V (A.C)"]
["24V (D.C)"]
["430V (A.C)"]
["Undefined"]
["Select Control Type from list"]
["Automatic"]
["Manual"]
["SCADA"]
["Semi-automatic"]
["Undefined"]
["Enter Weight (kg)"]
["Enter Motor Output (kW)"]
["Enter Speed (rpm)"]
["Enter Maximum Flow (L/s)"]
["Enter Minimum Flow (L/s)"]
["Enter Rated Pressure (kPa)"]
["Enter Manufacturer"]
["Enter Model"]
["Enter Serial Number"]
["Enter Warranty Expiry Date"]
["Enter Manufacturer"]
["Enter Model"]
["Enter Serial Number"]
["Enter Warranty Expiry Date"]
["Enter Manufacturer"]
["Enter Model"]
["Enter Serial Number"]
["Enter Warranty Expiry Date"]
["Enter Manufacturer"]
["Enter Model"]
["Enter Serial Number"]
["Enter Warranty Expiry Date"]
["Enter Manufacturer"]
["Enter Model"]
["Enter Serial Number"]
["Enter Warranty Expiry Date"]
["Select Locality from list"]
["Above Ground - Enclosed"]
["Above Ground - Exposed"]
["Submerged"]
["Undefined"]
["Underground - Buried"]
["Underground - Enclosed"]
["Select Input Voltage (V) from list"]
["120V (A.C)"]
["12V (D.C)"]
["240V (A.C)"]
["24V (D.C)"]
["430V (A.C)"]
["Undefined"]
["Enter Power Rating (kW)"]
["Enter Current Rating (A)"]
["Select Locality from list"]
["Above Ground - Enclosed"]
["Above Ground - Exposed"]
["Submerged"]
["Undefined"]
["Underground - Buried"]
["Underground - Enclosed"]
["Select Input Voltage (V) from list"]
["120V (A.C)"]
["12V (D.C)"]
["240V (A.C)"]
["24V (D.C)"]
["430V (A.C)"]
["Undefined"]
["Enter Power Rating (kW)"]
["Enter Current Rating (A)"]
["Select Locality from list"]
["Above Ground - Enclosed"]
["Above Ground - Exposed"]
["Submerged"]
["Undefined"]
["Underground - Buried"]
["Underground - Enclosed"]
["Select Input Voltage (V) from list"]
["120V (A.C)"]
["12V (D.C)"]
["240V (A.C)"]
["24V (D.C)"]
["430V (A.C)"]
["Undefined"]
["Enter Power Rating (kW)"]
["Enter Current Rating (A)"]
["Select Locality from list"]
["Above Ground - Enclosed"]
["Above Ground - Exposed"]
["Submerged"]
["Undefined"]
["Underground - Buried"]
["Underground - Enclosed"]
["Select Input Voltage (V) from list"]
["120V (A.C)"]
["12V (D.C)"]
["240V (A.C)"]
["24V (D.C)"]
["430V (A.C)"]
["Undefined"]
["Enter Power Rating (kW)"]
["Enter Current Rating (A)"]
["Select Locality from list"]
["Above Ground - Enclosed"]
["Above Ground - Exposed"]
["Submerged"]
["Undefined"]
["Underground - Buried"]
["Underground - Enclosed"]
["Select Input Voltage (V) from list"]
["120V (A.C)"]
["12V (D.C)"]
["240V (A.C)"]
["24V (D.C)"]
["430V (A.C)"]
["Undefined"]
["Enter Power Rating (kW)"]
["Enter Current Rating (A)"]
["Enter Manufacturer"]
["Enter Model"]
["Enter Serial Number"]
["Enter Warranty Expiry Date"]
["Enter Manufacturer"]
["Enter Model"]
["Enter Serial Number"]
["Enter Warranty Expiry Date"]
["Enter Manufacturer"]
["Enter Model"]
["Enter Serial Number"]
["Enter Warranty Expiry Date"]
["Enter Manufacturer"]
["Enter Model"]
["Enter Serial Number"]
["Enter Warranty Expiry Date"]
["Enter Manufacturer"]
["Enter Model"]
["Enter Serial Number"]
["Enter Warranty Expiry Date"]
["Select Valve Type from list"]
["Air Release (Standard)"]
["Altitude"]
["Ball"]
["Butterfly"]
["Combination Air"]
["Diaphragm"]
["Duck Bill"]
["Float"]
["Flow Control"]
["Gate"]
["Non Return Valve"]
["Penstock"]
["Plug (Tap)"]
["Undefined"]
["Select Backflow Type from list"]
["Air Gap"]
["Double Check - Testable"]
["Dual Check - Non Testable"]
["RPZ - Testable"]
["Single Check - Non Testable"]
["Single Check - Testable"]
["Undefined"]
["Select Backflow Hazard Cat from list"]
["High"]
["Low"]
["Medium"]
["Undefined"]
["Enter Diameter (mm)"]
["Enter Isolation Valve Qty"]
["Select Valve Type from list"]
["Air Release (Standard)"]
["Altitude"]
["Ball"]
["Butterfly"]
["Combination Air"]
["Diaphragm"]
["Duck Bill"]
["Float"]
["Flow Control"]
["Gate"]
["Non Return Valve"]
["Penstock"]
["Plug (Tap)"]
["Undefined"]
["Select Backflow Type from list"]
["Air Gap"]
["Double Check - Testable"]
["Dual Check - Non Testable"]
["RPZ - Testable"]
["Single Check - Non Testable"]
["Single Check - Testable"]
["Undefined"]
["Select Backflow Hazard Cat from list"]
["High"]
["Low"]
["Medium"]
["Undefined"]
["Enter Diameter (mm)"]
["Enter Isolation Valve Qty"]
["Select Valve Type from list"]
["Air Release (Standard)"]
["Altitude"]
["Ball"]
["Butterfly"]
["Combination Air"]
["Diaphragm"]
["Duck Bill"]
["Float"]
["Flow Control"]
["Gate"]
["Non Return Valve"]
["Penstock"]
["Plug (Tap)"]
["Undefined"]
["Select Backflow Type from list"]
["Air Gap"]
["Double Check - Testable"]
["Dual Check - Non Testable"]
["RPZ - Testable"]
["Single Check - Non Testable"]
["Single Check - Testable"]
["Undefined"]
["Select Backflow Hazard Cat from list"]
["High"]
["Low"]
["Medium"]
["Undefined"]
["Enter Diameter (mm)"]
["Enter Isolation Valve Qty"]
["Select Valve Type from list"]
["Air Release (Standard)"]
["Altitude"]
["Ball"]
["Butterfly"]
["Combination Air"]
["Diaphragm"]
["Duck Bill"]
["Float"]
["Flow Control"]
["Gate"]
["Non Return Valve"]
["Penstock"]
["Plug (Tap)"]
["Undefined"]
["Select Backflow Type from list"]
["Air Gap"]
["Double Check - Testable"]
["Dual Check - Non Testable"]
["RPZ - Testable"]
["Single Check - Non Testable"]
["Single Check - Testable"]
["Undefined"]
["Select Backflow Hazard Cat from list"]
["High"]
["Low"]
["Medium"]
["Undefined"]
["Enter Diameter (mm)"]
["Enter Isolation Valve Qty"]
["Select Valve Type from list"]
["Air Release (Standard)"]
["Altitude"]
["Ball"]
["Butterfly"]
["Combination Air"]
["Diaphragm"]
["Duck Bill"]
["Float"]
["Flow Control"]
["Gate"]
["Non Return Valve"]
["Penstock"]
["Plug (Tap)"]
["Undefined"]
["Select Backflow Type from list"]
["Air Gap"]
["Double Check - Testable"]
["Dual Check - Non Testable"]
["RPZ - Testable"]
["Single Check - Non Testable"]
["Single Check - Testable"]
["Undefined"]
["Select Backflow Hazard Cat from list"]
["High"]
["Low"]
["Medium"]
["Undefined"]
["Enter Diameter (mm)"]
["Enter Isolation Valve Qty"]
["Select Locality from list"]
["Above Ground - Enclosed"]
["Above Ground - Exposed"]
["Submerged"]
["Undefined"]
["Underground - Buried"]
["Underground - Enclosed"]
["Select Valve State from list"]
["Dynamic"]
["Normally Closed"]
["Normally Open"]
["Partially Opened"]
["Undefined"]
["Enter Diameter (mm)"]
["Enter Valve Top RL (m)"]
["Enter Rated Pressure (kPa)"]
["Select Locality from list"]
["Above Ground - Enclosed"]
["Above Ground - Exposed"]
["Submerged"]
["Undefined"]
["Underground - Buried"]
["Underground - Enclosed"]
["Select Valve State from list"]
["Dynamic"]
["Normally Closed"]
["Normally Open"]
["Partially Opened"]
["Undefined"]
["Enter Diameter (mm)"]
["Enter Valve Top RL (m)"]
["Enter Rated Pressure (kPa)"]
["Select Locality from list"]
["Above Ground - Enclosed"]
["Above Ground - Exposed"]
["Submerged"]
["Undefined"]
["Underground - Buried"]
["Underground - Enclosed"]
["Select Valve State from list"]
["Dynamic"]
["Normally Closed"]
["Normally Open"]
["Partially Opened"]
["Undefined"]
["Enter Diameter (mm)"]
["Enter Valve Top RL (m)"]
["Enter Rated Pressure (kPa)"]
["Select Locality from list"]
["Above Ground - Enclosed"]
["Above Ground - Exposed"]
["Submerged"]
["Undefined"]
["Underground - Buried"]
["Underground - Enclosed"]
["Select Valve State from list"]
["Dynamic"]
["Normally Closed"]
["Normally Open"]
["Partially Opened"]
["Undefined"]
["Enter Diameter (mm)"]
["Enter Valve Top RL (m)"]
["Enter Rated Pressure (kPa)"]
["Select Locality from list"]
["Above Ground - Enclosed"]
["Above Ground - Exposed"]
["Submerged"]
["Undefined"]
["Underground - Buried"]
["Underground - Enclosed"]
["Select Valve State from list"]
["Dynamic"]
["Normally Closed"]
["Normally Open"]
["Partially Opened"]
["Undefined"]
["Enter Diameter (mm)"]
["Enter Valve Top RL (m)"]
["Enter Rated Pressure (kPa)"]
["Enter Manufacturer"]
["Enter Model"]
["Enter Manufacturer"]
["Enter Model"]
["Enter Manufacturer"]
["Enter Model"]
["Enter Manufacturer"]
["Enter Model"]
["Enter Manufacturer"]
["Enter Model"]
["Select Material from list"]
["Brick"]
["Cast Iron"]
["Concrete - Reinforced"]
["Concrete - Unreinforced"]
["Concrete Block"]
["Corrugated  Steel"]
["Corrugated Aluminium"]
["Ductile Iron"]
["Fibreglass"]
["Glazed Earthenware"]
["Polyethylene"]
["Polyvinylchloride"]
["Timber"]
["Undefined"]
["Stainless Steel"]
["Select Construction Method from list"]
["Cast In-situ"]
["Precast"]
["Prefabricated"]
["Tilt Slab"]
["Undefined"]
["Select Tank Shape from list"]
["Circular"]
["Irregular"]
["Oval"]
["Rectangular"]
["Undefined"]
["Select Lid Type from list"]
["Grated"]
["Solid"]
["Undefined"]
["Vented"]
["Select Lid Material from list"]
["Undefined"]
["Aluminium"]
["Steel"]
["Select Lid Shape from list"]
["Circular"]
["Oval"]
["Rectangular"]
["Undefined"]
["Select Lid Fixing from list"]
["Fixed In Place"]
["Free"]
["Hinged"]
["Hinged With Tie Off"]
["Screwed"]
["Sliding"]
["Undefined"]
["Select Lid Security from list"]
["Bolted"]
["Free"]
["Lockable"]
["Undefined"]
["Welded"]
["Enter Diameter (m)"]
["Enter Length (m)"]
["Enter Width (m)"]
["Enter Height (m)"]
["Enter Volume (m3)"]
["Enter Floor RL (m)"]
["Enter Inlet RL (m)"]
["Enter Overflow RL (m)"]
["Select Material from list"]
["Brick"]
["Cast Iron"]
["Concrete - Reinforced"]
["Concrete - Unreinforced"]
["Concrete Block"]
["Corrugated  Steel"]
["Corrugated Aluminium"]
["Ductile Iron"]
["Fibreglass"]
["Glazed Earthenware"]
["Polyethylene"]
["Polyvinylchloride"]
["Timber"]
["Undefined"]
["Stainless Steel"]
["Select Construction Method from list"]
["Cast In-situ"]
["Precast"]
["Prefabricated"]
["Tilt Slab"]
["Undefined"]
["Select Tank Shape from list"]
["Circular"]
["Irregular"]
["Oval"]
["Rectangular"]
["Undefined"]
["Select Lid Type from list"]
["Grated"]
["Solid"]
["Undefined"]
["Vented"]
["Select Lid Material from list"]
["Undefined"]
["Aluminium"]
["Steel"]
["Select Lid Shape from list"]
["Circular"]
["Oval"]
["Rectangular"]
["Undefined"]
["Select Lid Fixing from list"]
["Fixed In Place"]
["Free"]
["Hinged"]
["Hinged With Tie Off"]
["Screwed"]
["Sliding"]
["Undefined"]
["Select Lid Security from list"]
["Bolted"]
["Free"]
["Lockable"]
["Undefined"]
["Welded"]
["Enter Diameter (m)"]
["Enter Length (m)"]
["Enter Width (m)"]
["Enter Height (m)"]
["Enter Volume (m3)"]
["Enter Floor RL (m)"]
["Enter Inlet RL (m)"]
["Enter Overflow RL (m)"]
["Select Material from list"]
["Brick"]
["Cast Iron"]
["Concrete - Reinforced"]
["Concrete - Unreinforced"]
["Concrete Block"]
["Corrugated  Steel"]
["Corrugated Aluminium"]
["Ductile Iron"]
["Fibreglass"]
["Glazed Earthenware"]
["Polyethylene"]
["Polyvinylchloride"]
["Timber"]
["Undefined"]
["Stainless Steel"]
["Select Construction Method from list"]
["Cast In-situ"]
["Precast"]
["Prefabricated"]
["Tilt Slab"]
["Undefined"]
["Select Tank Shape from list"]
["Circular"]
["Irregular"]
["Oval"]
["Rectangular"]
["Undefined"]
["Select Lid Type from list"]
["Grated"]
["Solid"]
["Undefined"]
["Vented"]
["Select Lid Material from list"]
["Undefined"]
["Aluminium"]
["Steel"]
["Select Lid Shape from list"]
["Circular"]
["Oval"]
["Rectangular"]
["Undefined"]
["Select Lid Fixing from list"]
["Fixed In Place"]
["Free"]
["Hinged"]
["Hinged With Tie Off"]
["Screwed"]
["Sliding"]
["Undefined"]
["Select Lid Security from list"]
["Bolted"]
["Free"]
["Lockable"]
["Undefined"]
["Welded"]
["Enter Diameter (m)"]
["Enter Length (m)"]
["Enter Width (m)"]
["Enter Height (m)"]
["Enter Volume (m3)"]
["Enter Floor RL (m)"]
["Enter Inlet RL (m)"]
["Enter Overflow RL (m)"]
["Select Material from list"]
["Brick"]
["Cast Iron"]
["Concrete - Reinforced"]
["Concrete - Unreinforced"]
["Concrete Block"]
["Corrugated  Steel"]
["Corrugated Aluminium"]
["Ductile Iron"]
["Fibreglass"]
["Glazed Earthenware"]
["Polyethylene"]
["Polyvinylchloride"]
["Timber"]
["Undefined"]
["Stainless Steel"]
["Select Construction Method from list"]
["Cast In-situ"]
["Precast"]
["Prefabricated"]
["Tilt Slab"]
["Undefined"]
["Select Tank Shape from list"]
["Circular"]
["Irregular"]
["Oval"]
["Rectangular"]
["Undefined"]
["Select Lid Type from list"]
["Grated"]
["Solid"]
["Undefined"]
["Vented"]
["Select Lid Material from list"]
["Undefined"]
["Aluminium"]
["Steel"]
["Select Lid Shape from list"]
["Circular"]
["Oval"]
["Rectangular"]
["Undefined"]
["Select Lid Fixing from list"]
["Fixed In Place"]
["Free"]
["Hinged"]
["Hinged With Tie Off"]
["Screwed"]
["Sliding"]
["Undefined"]
["Select Lid Security from list"]
["Bolted"]
["Free"]
["Lockable"]
["Undefined"]
["Welded"]
["Enter Diameter (m)"]
["Enter Length (m)"]
["Enter Width (m)"]
["Enter Height (m)"]
["Enter Volume (m3)"]
["Enter Floor RL (m)"]
["Enter Inlet RL (m)"]
["Enter Overflow RL (m)"]
["Select Material from list"]
["Brick"]
["Cast Iron"]
["Concrete - Reinforced"]
["Concrete - Unreinforced"]
["Concrete Block"]
["Corrugated  Steel"]
["Corrugated Aluminium"]
["Ductile Iron"]
["Fibreglass"]
["Glazed Earthenware"]
["Polyethylene"]
["Polyvinylchloride"]
["Timber"]
["Undefined"]
["Stainless Steel"]
["Select Construction Method from list"]
["Cast In-situ"]
["Precast"]
["Prefabricated"]
["Tilt Slab"]
["Undefined"]
["Select Tank Shape from list"]
["Circular"]
["Irregular"]
["Oval"]
["Rectangular"]
["Undefined"]
["Select Lid Type from list"]
["Grated"]
["Solid"]
["Undefined"]
["Vented"]
["Select Lid Material from list"]
["Undefined"]
["Aluminium"]
["Steel"]
["Select Lid Shape from list"]
["Circular"]
["Oval"]
["Rectangular"]
["Undefined"]
["Select Lid Fixing from list"]
["Fixed In Place"]
["Free"]
["Hinged"]
["Hinged With Tie Off"]
["Screwed"]
["Sliding"]
["Undefined"]
["Select Lid Security from list"]
["Bolted"]
["Free"]
["Lockable"]
["Undefined"]
["Welded"]
["Enter Diameter (m)"]
["Enter Length (m)"]
["Enter Width (m)"]
["Enter Height (m)"]
["Enter Volume (m3)"]
["Enter Floor RL (m)"]
["Enter Inlet RL (m)"]
["Enter Overflow RL (m)"]
["Enter Manufacturer"]
["Enter Model"]
["Enter Manufacturer"]
["Enter Model"]
["Enter Manufacturer"]
["Enter Model"]
["Enter Manufacturer"]
["Enter Model"]
["Enter Manufacturer"]
["Enter Model"]
["Select Material from list"]
["Concrete - Reinforced"]
["Aluminium"]
["Concrete - Unreinforced"]
["Concrete Block"]
["Fibre Cement Sheets"]
["Steel"]
["Timber"]
["Undefined"]
["Select Construction Method from list"]
["Cast In-situ"]
["Precast"]
["Prefabricated"]
["Tilt Slab"]
["Undefined"]
["Enter Length (m)"]
["Enter Width (m)"]
["Enter Area (m2)"]
["Enter Top RL (m)"]
["Enter Base RL (m)"]
["Select Material from list"]
["Concrete - Reinforced"]
["Aluminium"]
["Concrete - Unreinforced"]
["Concrete Block"]
["Fibre Cement Sheets"]
["Steel"]
["Timber"]
["Undefined"]
["Select Construction Method from list"]
["Cast In-situ"]
["Precast"]
["Prefabricated"]
["Tilt Slab"]
["Undefined"]
["Enter Length (m)"]
["Enter Width (m)"]
["Enter Area (m2)"]
["Enter Top RL (m)"]
["Enter Base RL (m)"]
["Select Material from list"]
["Concrete - Reinforced"]
["Aluminium"]
["Concrete - Unreinforced"]
["Concrete Block"]
["Fibre Cement Sheets"]
["Steel"]
["Timber"]
["Undefined"]
["Select Construction Method from list"]
["Cast In-situ"]
["Precast"]
["Prefabricated"]
["Tilt Slab"]
["Undefined"]
["Enter Length (m)"]
["Enter Width (m)"]
["Enter Area (m2)"]
["Enter Top RL (m)"]
["Enter Base RL (m)"]
["Select Material from list"]
["Concrete - Reinforced"]
["Aluminium"]
["Concrete - Unreinforced"]
["Concrete Block"]
["Fibre Cement Sheets"]
["Steel"]
["Timber"]
["Undefined"]
["Select Construction Method from list"]
["Cast In-situ"]
["Precast"]
["Prefabricated"]
["Tilt Slab"]
["Undefined"]
["Enter Length (m)"]
["Enter Width (m)"]
["Enter Area (m2)"]
["Enter Top RL (m)"]
["Enter Base RL (m)"]
["Select Material from list"]
["Concrete - Reinforced"]
["Aluminium"]
["Concrete - Unreinforced"]
["Concrete Block"]
["Fibre Cement Sheets"]
["Steel"]
["Timber"]
["Undefined"]
["Select Construction Method from list"]
["Cast In-situ"]
["Precast"]
["Prefabricated"]
["Tilt Slab"]
["Undefined"]
["Enter Length (m)"]
["Enter Width (m)"]
["Enter Area (m2)"]
["Enter Top RL (m)"]
["Enter Base RL (m)"]
["Select Pump Type from list"]
["Axial"]
["Centrifugal"]
["Horizontal - Multistage"]
["Peristaltic"]
["Pressure"]
["Undefined"]
["Vacuum"]
["Vertical - Multistage"]
["Select Input Voltage (V) from list"]
["120V (A.C)"]
["12V (D.C)"]
["240V (A.C)"]
["24V (D.C)"]
["430V (A.C)"]
["Undefined"]
["Select Drive Type from list"]
["Direct On Line"]
["Soft Starter"]
["Undefined"]
["Variable Speed Drive"]
["Enter Design Flow (L/s)"]
["Enter Motor Size (kW)"]
["Enter Isolation Rating (V)"]
["Enter Depth (m)"]
["Enter Motor Manufacturer"]
["Enter Motor Serial Number"]
["Enter Design Head (kPa)"]
["Enter Weight (kg)"]
["Enter Current Rating (A)"]
["Enter Speed (rpm)"]
["Enter Impellor Number"]
["Select Pump Type from list"]
["Axial"]
["Centrifugal"]
["Horizontal - Multistage"]
["Peristaltic"]
["Pressure"]
["Undefined"]
["Vacuum"]
["Vertical - Multistage"]
["Select Input Voltage (V) from list"]
["120V (A.C)"]
["12V (D.C)"]
["240V (A.C)"]
["24V (D.C)"]
["430V (A.C)"]
["Undefined"]
["Select Drive Type from list"]
["Direct On Line"]
["Soft Starter"]
["Undefined"]
["Variable Speed Drive"]
["Enter Design Flow (L/s)"]
["Enter Motor Size (kW)"]
["Enter Isolation Rating (V)"]
["Enter Depth (m)"]
["Enter Motor Manufacturer"]
["Enter Motor Serial Number"]
["Enter Design Head (kPa)"]
["Enter Weight (kg)"]
["Enter Current Rating (A)"]
["Enter Speed (rpm)"]
["Enter Impellor Number"]
["Select Pump Type from list"]
["Axial"]
["Centrifugal"]
["Horizontal - Multistage"]
["Peristaltic"]
["Pressure"]
["Undefined"]
["Vacuum"]
["Vertical - Multistage"]
["Select Input Voltage (V) from list"]
["120V (A.C)"]
["12V (D.C)"]
["240V (A.C)"]
["24V (D.C)"]
["430V (A.C)"]
["Undefined"]
["Select Drive Type from list"]
["Direct On Line"]
["Soft Starter"]
["Undefined"]
["Variable Speed Drive"]
["Enter Design Flow (L/s)"]
["Enter Motor Size (kW)"]
["Enter Isolation Rating (V)"]
["Enter Depth (m)"]
["Enter Motor Manufacturer"]
["Enter Motor Serial Number"]
["Enter Design Head (kPa)"]
["Enter Weight (kg)"]
["Enter Current Rating (A)"]
["Enter Speed (rpm)"]
["Enter Impellor Number"]
["Select Pump Type from list"]
["Axial"]
["Centrifugal"]
["Horizontal - Multistage"]
["Peristaltic"]
["Pressure"]
["Undefined"]
["Vacuum"]
["Vertical - Multistage"]
["Select Input Voltage (V) from list"]
["120V (A.C)"]
["12V (D.C)"]
["240V (A.C)"]
["24V (D.C)"]
["430V (A.C)"]
["Undefined"]
["Select Drive Type from list"]
["Direct On Line"]
["Soft Starter"]
["Undefined"]
["Variable Speed Drive"]
["Enter Design Flow (L/s)"]
["Enter Motor Size (kW)"]
["Enter Isolation Rating (V)"]
["Enter Depth (m)"]
["Enter Motor Manufacturer"]
["Enter Motor Serial Number"]
["Enter Design Head (kPa)"]
["Enter Weight (kg)"]
["Enter Current Rating (A)"]
["Enter Speed (rpm)"]
["Enter Impellor Number"]
["Select Pump Type from list"]
["Axial"]
["Centrifugal"]
["Horizontal - Multistage"]
["Peristaltic"]
["Pressure"]
["Undefined"]
["Vacuum"]
["Vertical - Multistage"]
["Select Input Voltage (V) from list"]
["120V (A.C)"]
["12V (D.C)"]
["240V (A.C)"]
["24V (D.C)"]
["430V (A.C)"]
["Undefined"]
["Select Drive Type from list"]
["Direct On Line"]
["Soft Starter"]
["Undefined"]
["Variable Speed Drive"]
["Enter Design Flow (L/s)"]
["Enter Motor Size (kW)"]
["Enter Isolation Rating (V)"]
["Enter Depth (m)"]
["Enter Motor Manufacturer"]
["Enter Motor Serial Number"]
["Enter Design Head (kPa)"]
["Enter Weight (kg)"]
["Enter Current Rating (A)"]
["Enter Speed (rpm)"]
["Enter Impellor Number"]
["Enter Manufacturer"]
["Enter Model"]
["Enter Serial Number"]
["Enter Warranty Expiry Date"]
["Enter Manufacturer"]
["Enter Model"]
["Enter Serial Number"]
["Enter Warranty Expiry Date"]
["Enter Manufacturer"]
["Enter Model"]
["Enter Serial Number"]
["Enter Warranty Expiry Date"]
["Enter Manufacturer"]
["Enter Model"]
["Enter Serial Number"]
["Enter Warranty Expiry Date"]
["Enter Manufacturer"]
["Enter Model"]
["Enter Serial Number"]
["Enter Warranty Expiry Date"]
["Select Material from list"]
["Brick"]
["Cast Iron"]
["Concrete - Reinforced"]
["Concrete - Unreinforced"]
["Concrete Block"]
["Corrugated  Steel"]
["Corrugated Aluminium"]
["Ductile Iron"]
["Fibreglass"]
["Glazed Earthenware"]
["Polyethylene"]
["Polyvinylchloride"]
["Timber"]
["Undefined"]
["Stainless Steel"]
["Select Construction Method from list"]
["Cast In-situ"]
["Precast"]
["Prefabricated"]
["Tilt Slab"]
["Undefined"]
["Select Chamber Shape from list"]
["Circular"]
["Irregular"]
["Oval"]
["Rectangular"]
["Undefined"]
["Select Lid Type from list"]
["Grated"]
["Solid"]
["Undefined"]
["Vented"]
["Select Lid Material from list"]
["Undefined"]
["Aluminium"]
["Steel"]
["Select Lid Shape from list"]
["Circular"]
["Oval"]
["Rectangular"]
["Undefined"]
["Select Lid Fixing from list"]
["Fixed In Place"]
["Free"]
["Hinged"]
["Hinged With Tie Off"]
["Screwed"]
["Sliding"]
["Undefined"]
["Select Lid Security from list"]
["Bolted"]
["Free"]
["Lockable"]
["Undefined"]
["Welded"]
["Select Lid Class from list"]
["Class A - Footpaths  For Pedestrians And Cycle ways"]
["Class B - Footpaths For Light Vehicle, Pedestrian Precincts"]
["Class C - Pedestrian Areas With Slow Moving Commercial Vehicles, Parkside Areas, Kerbsides"]
["Class D - Carriageways Roads For Commercial Vehicles"]
["Class E - Industrial Areas"]
["Undefined"]
["Enter Diameter (m)"]
["Enter Length (m)"]
["Enter Width (m)"]
["Enter Depth (m)"]
["Enter Lid RL (m)"]
["Enter Base RL (m)"]
["Enter Lid Diameter (mm)"]
["Enter Lid Length (mm)"]
["Enter Lid Width (mm)"]
["Select Material from list"]
["Brick"]
["Cast Iron"]
["Concrete - Reinforced"]
["Concrete - Unreinforced"]
["Concrete Block"]
["Corrugated  Steel"]
["Corrugated Aluminium"]
["Ductile Iron"]
["Fibreglass"]
["Glazed Earthenware"]
["Polyethylene"]
["Polyvinylchloride"]
["Timber"]
["Undefined"]
["Stainless Steel"]
["Select Construction Method from list"]
["Cast In-situ"]
["Precast"]
["Prefabricated"]
["Tilt Slab"]
["Undefined"]
["Select Chamber Shape from list"]
["Circular"]
["Irregular"]
["Oval"]
["Rectangular"]
["Undefined"]
["Select Lid Type from list"]
["Grated"]
["Solid"]
["Undefined"]
["Vented"]
["Select Lid Material from list"]
["Undefined"]
["Aluminium"]
["Steel"]
["Select Lid Shape from list"]
["Circular"]
["Oval"]
["Rectangular"]
["Undefined"]
["Select Lid Fixing from list"]
["Fixed In Place"]
["Free"]
["Hinged"]
["Hinged With Tie Off"]
["Screwed"]
["Sliding"]
["Undefined"]
["Select Lid Security from list"]
["Bolted"]
["Free"]
["Lockable"]
["Undefined"]
["Welded"]
["Select Lid Class from list"]
["Class A - Footpaths  For Pedestrians And Cycle ways"]
["Class B - Footpaths For Light Vehicle, Pedestrian Precincts"]
["Class C - Pedestrian Areas With Slow Moving Commercial Vehicles, Parkside Areas, Kerbsides"]
["Class D - Carriageways Roads For Commercial Vehicles"]
["Class E - Industrial Areas"]
["Undefined"]
["Enter Diameter (m)"]
["Enter Length (m)"]
["Enter Width (m)"]
["Enter Depth (m)"]
["Enter Lid RL (m)"]
["Enter Base RL (m)"]
["Enter Lid Diameter (mm)"]
["Enter Lid Length (mm)"]
["Enter Lid Width (mm)"]
["Select Material from list"]
["Brick"]
["Cast Iron"]
["Concrete - Reinforced"]
["Concrete - Unreinforced"]
["Concrete Block"]
["Corrugated  Steel"]
["Corrugated Aluminium"]
["Ductile Iron"]
["Fibreglass"]
["Glazed Earthenware"]
["Polyethylene"]
["Polyvinylchloride"]
["Timber"]
["Undefined"]
["Stainless Steel"]
["Select Construction Method from list"]
["Cast In-situ"]
["Precast"]
["Prefabricated"]
["Tilt Slab"]
["Undefined"]
["Select Chamber Shape from list"]
["Circular"]
["Irregular"]
["Oval"]
["Rectangular"]
["Undefined"]
["Select Lid Type from list"]
["Grated"]
["Solid"]
["Undefined"]
["Vented"]
["Select Lid Material from list"]
["Undefined"]
["Aluminium"]
["Steel"]
["Select Lid Shape from list"]
["Circular"]
["Oval"]
["Rectangular"]
["Undefined"]
["Select Lid Fixing from list"]
["Fixed In Place"]
["Free"]
["Hinged"]
["Hinged With Tie Off"]
["Screwed"]
["Sliding"]
["Undefined"]
["Select Lid Security from list"]
["Bolted"]
["Free"]
["Lockable"]
["Undefined"]
["Welded"]
["Select Lid Class from list"]
["Class A - Footpaths  For Pedestrians And Cycle ways"]
["Class B - Footpaths For Light Vehicle, Pedestrian Precincts"]
["Class C - Pedestrian Areas With Slow Moving Commercial Vehicles, Parkside Areas, Kerbsides"]
["Class D - Carriageways Roads For Commercial Vehicles"]
["Class E - Industrial Areas"]
["Undefined"]
["Enter Diameter (m)"]
["Enter Length (m)"]
["Enter Width (m)"]
["Enter Depth (m)"]
["Enter Lid RL (m)"]
["Enter Base RL (m)"]
["Enter Lid Diameter (mm)"]
["Enter Lid Length (mm)"]
["Enter Lid Width (mm)"]
["Select Material from list"]
["Brick"]
["Cast Iron"]
["Concrete - Reinforced"]
["Concrete - Unreinforced"]
["Concrete Block"]
["Corrugated  Steel"]
["Corrugated Aluminium"]
["Ductile Iron"]
["Fibreglass"]
["Glazed Earthenware"]
["Polyethylene"]
["Polyvinylchloride"]
["Timber"]
["Undefined"]
["Stainless Steel"]
["Select Construction Method from list"]
["Cast In-situ"]
["Precast"]
["Prefabricated"]
["Tilt Slab"]
["Undefined"]
["Select Chamber Shape from list"]
["Circular"]
["Irregular"]
["Oval"]
["Rectangular"]
["Undefined"]
["Select Lid Type from list"]
["Grated"]
["Solid"]
["Undefined"]
["Vented"]
["Select Lid Material from list"]
["Undefined"]
["Aluminium"]
["Steel"]
["Select Lid Shape from list"]
["Circular"]
["Oval"]
["Rectangular"]
["Undefined"]
["Select Lid Fixing from list"]
["Fixed In Place"]
["Free"]
["Hinged"]
["Hinged With Tie Off"]
["Screwed"]
["Sliding"]
["Undefined"]
["Select Lid Security from list"]
["Bolted"]
["Free"]
["Lockable"]
["Undefined"]
["Welded"]
["Select Lid Class from list"]
["Class A - Footpaths  For Pedestrians And Cycle ways"]
["Class B - Footpaths For Light Vehicle, Pedestrian Precincts"]
["Class C - Pedestrian Areas With Slow Moving Commercial Vehicles, Parkside Areas, Kerbsides"]
["Class D - Carriageways Roads For Commercial Vehicles"]
["Class E - Industrial Areas"]
["Undefined"]
["Enter Diameter (m)"]
["Enter Length (m)"]
["Enter Width (m)"]
["Enter Depth (m)"]
["Enter Lid RL (m)"]
["Enter Base RL (m)"]
["Enter Lid Diameter (mm)"]
["Enter Lid Length (mm)"]
["Enter Lid Width (mm)"]
["Select Material from list"]
["Brick"]
["Cast Iron"]
["Concrete - Reinforced"]
["Concrete - Unreinforced"]
["Concrete Block"]
["Corrugated  Steel"]
["Corrugated Aluminium"]
["Ductile Iron"]
["Fibreglass"]
["Glazed Earthenware"]
["Polyethylene"]
["Polyvinylchloride"]
["Timber"]
["Undefined"]
["Stainless Steel"]
["Select Construction Method from list"]
["Cast In-situ"]
["Precast"]
["Prefabricated"]
["Tilt Slab"]
["Undefined"]
["Select Chamber Shape from list"]
["Circular"]
["Irregular"]
["Oval"]
["Rectangular"]
["Undefined"]
["Select Lid Type from list"]
["Grated"]
["Solid"]
["Undefined"]
["Vented"]
["Select Lid Material from list"]
["Undefined"]
["Aluminium"]
["Steel"]
["Select Lid Shape from list"]
["Circular"]
["Oval"]
["Rectangular"]
["Undefined"]
["Select Lid Fixing from list"]
["Fixed In Place"]
["Free"]
["Hinged"]
["Hinged With Tie Off"]
["Screwed"]
["Sliding"]
["Undefined"]
["Select Lid Security from list"]
["Bolted"]
["Free"]
["Lockable"]
["Undefined"]
["Welded"]
["Select Lid Class from list"]
["Class A - Footpaths  For Pedestrians And Cycle ways"]
["Class B - Footpaths For Light Vehicle, Pedestrian Precincts"]
["Class C - Pedestrian Areas With Slow Moving Commercial Vehicles, Parkside Areas, Kerbsides"]
["Class D - Carriageways Roads For Commercial Vehicles"]
["Class E - Industrial Areas"]
["Undefined"]
["Enter Diameter (m)"]
["Enter Length (m)"]
["Enter Width (m)"]
["Enter Depth (m)"]
["Enter Lid RL (m)"]
["Enter Base RL (m)"]
["Enter Lid Diameter (mm)"]
["Enter Lid Length (mm)"]
["Enter Lid Width (mm)"]
["Enter Manufacturer"]
["Enter Model"]
["Enter Manufacturer"]
["Enter Model"]
["Enter Manufacturer"]
["Enter Model"]
["Enter Manufacturer"]
["Enter Model"]
["Enter Manufacturer"]
["Enter Model"]
["Select Filter Media from list"]
["Boulders"]
["Cage"]
["Cartridge"]
["Earth"]
["Filter Bed"]
["Filter Cloth"]
["Flat Panel"]
["Gravel"]
["Sand"]
["Screen"]
["Soil"]
["Undefined"]
["Enter Length (mm)"]
["Enter Width (mm)"]
["Enter Diameter (mm)"]
["Enter Depth (mm)"]
["Enter Filter Count"]
["Select Filter Media from list"]
["Boulders"]
["Cage"]
["Cartridge"]
["Earth"]
["Filter Bed"]
["Filter Cloth"]
["Flat Panel"]
["Gravel"]
["Sand"]
["Screen"]
["Soil"]
["Undefined"]
["Enter Length (mm)"]
["Enter Width (mm)"]
["Enter Diameter (mm)"]
["Enter Depth (mm)"]
["Enter Filter Count"]
["Select Filter Media from list"]
["Boulders"]
["Cage"]
["Cartridge"]
["Earth"]
["Filter Bed"]
["Filter Cloth"]
["Flat Panel"]
["Gravel"]
["Sand"]
["Screen"]
["Soil"]
["Undefined"]
["Enter Length (mm)"]
["Enter Width (mm)"]
["Enter Diameter (mm)"]
["Enter Depth (mm)"]
["Enter Filter Count"]
["Select Filter Media from list"]
["Boulders"]
["Cage"]
["Cartridge"]
["Earth"]
["Filter Bed"]
["Filter Cloth"]
["Flat Panel"]
["Gravel"]
["Sand"]
["Screen"]
["Soil"]
["Undefined"]
["Enter Length (mm)"]
["Enter Width (mm)"]
["Enter Diameter (mm)"]
["Enter Depth (mm)"]
["Enter Filter Count"]
["Select Filter Media from list"]
["Boulders"]
["Cage"]
["Cartridge"]
["Earth"]
["Filter Bed"]
["Filter Cloth"]
["Flat Panel"]
["Gravel"]
["Sand"]
["Screen"]
["Soil"]
["Undefined"]
["Enter Length (mm)"]
["Enter Width (mm)"]
["Enter Diameter (mm)"]
["Enter Depth (mm)"]
["Enter Filter Count"]
["Enter Manufacturer"]
["Enter Model"]
["Enter Serial Number"]
["Enter Manufacturer"]
["Enter Model"]
["Enter Serial Number"]
["Enter Manufacturer"]
["Enter Model"]
["Enter Serial Number"]
["Enter Manufacturer"]
["Enter Model"]
["Enter Serial Number"]
["Enter Manufacturer"]
["Enter Model"]
["Enter Serial Number"]
["Select Pump Type from list"]
["Axial"]
["Centrifugal"]
["Horizontal - Multistage"]
["Peristaltic"]
["Pressure"]
["Undefined"]
["Vacuum"]
["Vertical - Multistage"]
["Select Input Voltage (V) from list"]
["120V (A.C)"]
["12V (D.C)"]
["240V (A.C)"]
["24V (D.C)"]
["430V (A.C)"]
["Undefined"]
["Enter Design Flow (L/s)"]
["Enter Motor Size (kW)"]
["Enter Isolation Rating (V)"]
["Select Pump Type from list"]
["Axial"]
["Centrifugal"]
["Horizontal - Multistage"]
["Peristaltic"]
["Pressure"]
["Undefined"]
["Vacuum"]
["Vertical - Multistage"]
["Select Input Voltage (V) from list"]
["120V (A.C)"]
["12V (D.C)"]
["240V (A.C)"]
["24V (D.C)"]
["430V (A.C)"]
["Undefined"]
["Enter Design Flow (L/s)"]
["Enter Motor Size (kW)"]
["Enter Isolation Rating (V)"]
["Select Pump Type from list"]
["Axial"]
["Centrifugal"]
["Horizontal - Multistage"]
["Peristaltic"]
["Pressure"]
["Undefined"]
["Vacuum"]
["Vertical - Multistage"]
["Select Input Voltage (V) from list"]
["120V (A.C)"]
["12V (D.C)"]
["240V (A.C)"]
["24V (D.C)"]
["430V (A.C)"]
["Undefined"]
["Enter Design Flow (L/s)"]
["Enter Motor Size (kW)"]
["Enter Isolation Rating (V)"]
["Select Pump Type from list"]
["Axial"]
["Centrifugal"]
["Horizontal - Multistage"]
["Peristaltic"]
["Pressure"]
["Undefined"]
["Vacuum"]
["Vertical - Multistage"]
["Select Input Voltage (V) from list"]
["120V (A.C)"]
["12V (D.C)"]
["240V (A.C)"]
["24V (D.C)"]
["430V (A.C)"]
["Undefined"]
["Enter Design Flow (L/s)"]
["Enter Motor Size (kW)"]
["Enter Isolation Rating (V)"]
["Select Pump Type from list"]
["Axial"]
["Centrifugal"]
["Horizontal - Multistage"]
["Peristaltic"]
["Pressure"]
["Undefined"]
["Vacuum"]
["Vertical - Multistage"]
["Select Input Voltage (V) from list"]
["120V (A.C)"]
["12V (D.C)"]
["240V (A.C)"]
["24V (D.C)"]
["430V (A.C)"]
["Undefined"]
["Enter Design Flow (L/s)"]
["Enter Motor Size (kW)"]
["Enter Isolation Rating (V)"]
["Enter Manufacturer"]
["Enter Model"]
["Enter Serial Number"]
["Enter Warranty Expiry Date"]
["Enter Manufacturer"]
["Enter Model"]
["Enter Serial Number"]
["Enter Warranty Expiry Date"]
["Enter Manufacturer"]
["Enter Model"]
["Enter Serial Number"]
["Enter Warranty Expiry Date"]
["Enter Manufacturer"]
["Enter Model"]
["Enter Serial Number"]
["Enter Warranty Expiry Date"]
["Enter Manufacturer"]
["Enter Model"]
["Enter Serial Number"]
["Enter Warranty Expiry Date"]
["Select Pump Type from list"]
["Axial"]
["Centrifugal"]
["Horizontal - Multistage"]
["Peristaltic"]
["Pressure"]
["Undefined"]
["Vacuum"]
["Vertical - Multistage"]
["Select Input Voltage (V) from list"]
["120V (A.C)"]
["12V (D.C)"]
["240V (A.C)"]
["24V (D.C)"]
["430V (A.C)"]
["Undefined"]
["Enter Design Flow (L/s)"]
["Enter Motor Size (kW)"]
["Enter Isolation Rating (V)"]
["Select Pump Type from list"]
["Axial"]
["Centrifugal"]
["Horizontal - Multistage"]
["Peristaltic"]
["Pressure"]
["Undefined"]
["Vacuum"]
["Vertical - Multistage"]
["Select Input Voltage (V) from list"]
["120V (A.C)"]
["12V (D.C)"]
["240V (A.C)"]
["24V (D.C)"]
["430V (A.C)"]
["Undefined"]
["Enter Design Flow (L/s)"]
["Enter Motor Size (kW)"]
["Enter Isolation Rating (V)"]
["Select Pump Type from list"]
["Axial"]
["Centrifugal"]
["Horizontal - Multistage"]
["Peristaltic"]
["Pressure"]
["Undefined"]
["Vacuum"]
["Vertical - Multistage"]
["Select Input Voltage (V) from list"]
["120V (A.C)"]
["12V (D.C)"]
["240V (A.C)"]
["24V (D.C)"]
["430V (A.C)"]
["Undefined"]
["Enter Design Flow (L/s)"]
["Enter Motor Size (kW)"]
["Enter Isolation Rating (V)"]
["Select Pump Type from list"]
["Axial"]
["Centrifugal"]
["Horizontal - Multistage"]
["Peristaltic"]
["Pressure"]
["Undefined"]
["Vacuum"]
["Vertical - Multistage"]
["Select Input Voltage (V) from list"]
["120V (A.C)"]
["12V (D.C)"]
["240V (A.C)"]
["24V (D.C)"]
["430V (A.C)"]
["Undefined"]
["Enter Design Flow (L/s)"]
["Enter Motor Size (kW)"]
["Enter Isolation Rating (V)"]
["Select Pump Type from list"]
["Axial"]
["Centrifugal"]
["Horizontal - Multistage"]
["Peristaltic"]
["Pressure"]
["Undefined"]
["Vacuum"]
["Vertical - Multistage"]
["Select Input Voltage (V) from list"]
["120V (A.C)"]
["12V (D.C)"]
["240V (A.C)"]
["24V (D.C)"]
["430V (A.C)"]
["Undefined"]
["Enter Design Flow (L/s)"]
["Enter Motor Size (kW)"]
["Enter Isolation Rating (V)"]
["Enter Manufacturer"]
["Enter Model"]
["Enter Serial Number"]
["Enter Warranty Expiry Date"]
["Enter Manufacturer"]
["Enter Model"]
["Enter Serial Number"]
["Enter Warranty Expiry Date"]
["Enter Manufacturer"]
["Enter Model"]
["Enter Serial Number"]
["Enter Warranty Expiry Date"]
["Enter Manufacturer"]
["Enter Model"]
["Enter Serial Number"]
["Enter Warranty Expiry Date"]
["Enter Manufacturer"]
["Enter Model"]
["Enter Serial Number"]
["Enter Warranty Expiry Date"]
["Select Material from list"]
["Aluminium"]
["Brass"]
["Brick"]
["Bronze"]
["Concrete"]
["Concrete - Reinforced"]
["Concrete - Unreinforced"]
["Ductile Iron"]
["Fibre Cement Sheets"]
["Fibreglass"]
["Galvanised Wrought Iron"]
["Grey Cast Iron"]
["Helicore Aluminium"]
["Iron"]
["Malleable Iron"]
["Mild Steel Welded"]
["Polystyrene Blocks"]
["Rubber"]
["Spiral Wound Aluminium"]
["Spiral Wound Steel/Aluminium"]
["Stainless Steel"]
["Stainless Steel (Grade 316)"]
["Steel Galvanised"]
["Steel"]
["Timber"]
["Undefined"]
["Wrought Iron"]
["Select Lid Type from list"]
["Grated"]
["Solid"]
["Undefined"]
["Vented"]
["Enter Diameter (m)"]
["Enter Length (m)"]
["Enter Width (m)"]
["Enter Area (m2)"]
["Enter Weight (kg)"]
["Select Material from list"]
["Aluminium"]
["Brass"]
["Brick"]
["Bronze"]
["Concrete"]
["Concrete - Reinforced"]
["Concrete - Unreinforced"]
["Ductile Iron"]
["Fibre Cement Sheets"]
["Fibreglass"]
["Galvanised Wrought Iron"]
["Grey Cast Iron"]
["Helicore Aluminium"]
["Iron"]
["Malleable Iron"]
["Mild Steel Welded"]
["Polystyrene Blocks"]
["Rubber"]
["Spiral Wound Aluminium"]
["Spiral Wound Steel/Aluminium"]
["Stainless Steel"]
["Stainless Steel (Grade 316)"]
["Steel Galvanised"]
["Steel"]
["Timber"]
["Undefined"]
["Wrought Iron"]
["Select Lid Type from list"]
["Grated"]
["Solid"]
["Undefined"]
["Vented"]
["Enter Diameter (m)"]
["Enter Length (m)"]
["Enter Width (m)"]
["Enter Area (m2)"]
["Enter Weight (kg)"]
["Select Material from list"]
["Aluminium"]
["Brass"]
["Brick"]
["Bronze"]
["Concrete"]
["Concrete - Reinforced"]
["Concrete - Unreinforced"]
["Ductile Iron"]
["Fibre Cement Sheets"]
["Fibreglass"]
["Galvanised Wrought Iron"]
["Grey Cast Iron"]
["Helicore Aluminium"]
["Iron"]
["Malleable Iron"]
["Mild Steel Welded"]
["Polystyrene Blocks"]
["Rubber"]
["Spiral Wound Aluminium"]
["Spiral Wound Steel/Aluminium"]
["Stainless Steel"]
["Stainless Steel (Grade 316)"]
["Steel Galvanised"]
["Steel"]
["Timber"]
["Undefined"]
["Wrought Iron"]
["Select Lid Type from list"]
["Grated"]
["Solid"]
["Undefined"]
["Vented"]
["Enter Diameter (m)"]
["Enter Length (m)"]
["Enter Width (m)"]
["Enter Area (m2)"]
["Enter Weight (kg)"]
["Select Material from list"]
["Aluminium"]
["Brass"]
["Brick"]
["Bronze"]
["Concrete"]
["Concrete - Reinforced"]
["Concrete - Unreinforced"]
["Ductile Iron"]
["Fibre Cement Sheets"]
["Fibreglass"]
["Galvanised Wrought Iron"]
["Grey Cast Iron"]
["Helicore Aluminium"]
["Iron"]
["Malleable Iron"]
["Mild Steel Welded"]
["Polystyrene Blocks"]
["Rubber"]
["Spiral Wound Aluminium"]
["Spiral Wound Steel/Aluminium"]
["Stainless Steel"]
["Stainless Steel (Grade 316)"]
["Steel Galvanised"]
["Steel"]
["Timber"]
["Undefined"]
["Wrought Iron"]
["Select Lid Type from list"]
["Grated"]
["Solid"]
["Undefined"]
["Vented"]
["Enter Diameter (m)"]
["Enter Length (m)"]
["Enter Width (m)"]
["Enter Area (m2)"]
["Enter Weight (kg)"]
["Select Material from list"]
["Aluminium"]
["Brass"]
["Brick"]
["Bronze"]
["Concrete"]
["Concrete - Reinforced"]
["Concrete - Unreinforced"]
["Ductile Iron"]
["Fibre Cement Sheets"]
["Fibreglass"]
["Galvanised Wrought Iron"]
["Grey Cast Iron"]
["Helicore Aluminium"]
["Iron"]
["Malleable Iron"]
["Mild Steel Welded"]
["Polystyrene Blocks"]
["Rubber"]
["Spiral Wound Aluminium"]
["Spiral Wound Steel/Aluminium"]
["Stainless Steel"]
["Stainless Steel (Grade 316)"]
["Steel Galvanised"]
["Steel"]
["Timber"]
["Undefined"]
["Wrought Iron"]
["Select Lid Type from list"]
["Grated"]
["Solid"]
["Undefined"]
["Vented"]
["Enter Diameter (m)"]
["Enter Length (m)"]
["Enter Width (m)"]
["Enter Area (m2)"]
["Enter Weight (kg)"]
["Enter Manufacturer"]
["Enter Warranty Expiry Date"]
["Enter Manufacturer"]
["Enter Warranty Expiry Date"]
["Enter Manufacturer"]
["Enter Warranty Expiry Date"]
["Enter Manufacturer"]
["Enter Warranty Expiry Date"]
["Enter Manufacturer"]
["Enter Warranty Expiry Date"]
["Select Material from list"]
["Concrete - Reinforced"]
["Aluminium"]
["Concrete - Unreinforced"]
["Concrete Block"]
["Fibre Cement Sheets"]
["Steel"]
["Timber"]
["Undefined"]
["Select Construction Method from list"]
["Cast In-situ"]
["Precast"]
["Prefabricated"]
["Tilt Slab"]
["Undefined"]
["Enter Length (m)"]
["Enter Height (m)"]
["Select Material from list"]
["Concrete - Reinforced"]
["Aluminium"]
["Concrete - Unreinforced"]
["Concrete Block"]
["Fibre Cement Sheets"]
["Steel"]
["Timber"]
["Undefined"]
["Select Construction Method from list"]
["Cast In-situ"]
["Precast"]
["Prefabricated"]
["Tilt Slab"]
["Undefined"]
["Enter Length (m)"]
["Enter Height (m)"]
["Select Material from list"]
["Concrete - Reinforced"]
["Aluminium"]
["Concrete - Unreinforced"]
["Concrete Block"]
["Fibre Cement Sheets"]
["Steel"]
["Timber"]
["Undefined"]
["Select Construction Method from list"]
["Cast In-situ"]
["Precast"]
["Prefabricated"]
["Tilt Slab"]
["Undefined"]
["Enter Length (m)"]
["Enter Height (m)"]
["Select Material from list"]
["Concrete - Reinforced"]
["Aluminium"]
["Concrete - Unreinforced"]
["Concrete Block"]
["Fibre Cement Sheets"]
["Steel"]
["Timber"]
["Undefined"]
["Select Construction Method from list"]
["Cast In-situ"]
["Precast"]
["Prefabricated"]
["Tilt Slab"]
["Undefined"]
["Enter Length (m)"]
["Enter Height (m)"]
["Select Material from list"]
["Concrete - Reinforced"]
["Aluminium"]
["Concrete - Unreinforced"]
["Concrete Block"]
["Fibre Cement Sheets"]
["Steel"]
["Timber"]
["Undefined"]
["Select Construction Method from list"]
["Cast In-situ"]
["Precast"]
["Prefabricated"]
["Tilt Slab"]
["Undefined"]
["Enter Length (m)"]
["Enter Height (m)"]
["Select Locality from list"]
["Above Ground - Enclosed"]
["Above Ground - Exposed"]
["Submerged"]
["Undefined"]
["Underground - Buried"]
["Underground - Enclosed"]
["Select Valve State from list"]
["Dynamic"]
["Normally Closed"]
["Normally Open"]
["Partially Opened"]
["Undefined"]
["Select Valve Type from list"]
["Air Release (Standard)"]
["Altitude"]
["Ball"]
["Butterfly"]
["Combination Air"]
["Diaphragm"]
["Duck Bill"]
["Float"]
["Flow Control"]
["Gate"]
["Non Return Valve"]
["Penstock"]
["Plug (Tap)"]
["Undefined"]
["Enter Diameter (mm)"]
["Enter Valve Top RL (m)"]
["Enter Rated Pressure (kPa)"]
["Select Locality from list"]
["Above Ground - Enclosed"]
["Above Ground - Exposed"]
["Submerged"]
["Undefined"]
["Underground - Buried"]
["Underground - Enclosed"]
["Select Valve State from list"]
["Dynamic"]
["Normally Closed"]
["Normally Open"]
["Partially Opened"]
["Undefined"]
["Select Valve Type from list"]
["Air Release (Standard)"]
["Altitude"]
["Ball"]
["Butterfly"]
["Combination Air"]
["Diaphragm"]
["Duck Bill"]
["Float"]
["Flow Control"]
["Gate"]
["Non Return Valve"]
["Penstock"]
["Plug (Tap)"]
["Undefined"]
["Enter Diameter (mm)"]
["Enter Valve Top RL (m)"]
["Enter Rated Pressure (kPa)"]
["Select Locality from list"]
["Above Ground - Enclosed"]
["Above Ground - Exposed"]
["Submerged"]
["Undefined"]
["Underground - Buried"]
["Underground - Enclosed"]
["Select Valve State from list"]
["Dynamic"]
["Normally Closed"]
["Normally Open"]
["Partially Opened"]
["Undefined"]
["Select Valve Type from list"]
["Air Release (Standard)"]
["Altitude"]
["Ball"]
["Butterfly"]
["Combination Air"]
["Diaphragm"]
["Duck Bill"]
["Float"]
["Flow Control"]
["Gate"]
["Non Return Valve"]
["Penstock"]
["Plug (Tap)"]
["Undefined"]
["Enter Diameter (mm)"]
["Enter Valve Top RL (m)"]
["Enter Rated Pressure (kPa)"]
["Select Locality from list"]
["Above Ground - Enclosed"]
["Above Ground - Exposed"]
["Submerged"]
["Undefined"]
["Underground - Buried"]
["Underground - Enclosed"]
["Select Valve State from list"]
["Dynamic"]
["Normally Closed"]
["Normally Open"]
["Partially Opened"]
["Undefined"]
["Select Valve Type from list"]
["Air Release (Standard)"]
["Altitude"]
["Ball"]
["Butterfly"]
["Combination Air"]
["Diaphragm"]
["Duck Bill"]
["Float"]
["Flow Control"]
["Gate"]
["Non Return Valve"]
["Penstock"]
["Plug (Tap)"]
["Undefined"]
["Enter Diameter (mm)"]
["Enter Valve Top RL (m)"]
["Enter Rated Pressure (kPa)"]
["Select Locality from list"]
["Above Ground - Enclosed"]
["Above Ground - Exposed"]
["Submerged"]
["Undefined"]
["Underground - Buried"]
["Underground - Enclosed"]
["Select Valve State from list"]
["Dynamic"]
["Normally Closed"]
["Normally Open"]
["Partially Opened"]
["Undefined"]
["Select Valve Type from list"]
["Air Release (Standard)"]
["Altitude"]
["Ball"]
["Butterfly"]
["Combination Air"]
["Diaphragm"]
["Duck Bill"]
["Float"]
["Flow Control"]
["Gate"]
["Non Return Valve"]
["Penstock"]
["Plug (Tap)"]
["Undefined"]
["Enter Diameter (mm)"]
["Enter Valve Top RL (m)"]
["Enter Rated Pressure (kPa)"]
["Enter Manufacturer"]
["Enter Model"]
["Enter Manufacturer"]
["Enter Model"]
["Enter Manufacturer"]
["Enter Model"]
["Enter Manufacturer"]
["Enter Model"]
["Enter Manufacturer"]
["Enter Model"]
["Select Material from list"]
["Brick"]
["Cast Iron"]
["Concrete - Reinforced"]
["Concrete - Unreinforced"]
["Concrete Block"]
["Corrugated  Steel"]
["Corrugated Aluminium"]
["Ductile Iron"]
["Fibreglass"]
["Glazed Earthenware"]
["Polyethylene"]
["Polyvinylchloride"]
["Timber"]
["Undefined"]
["Stainless Steel"]
["Select Construction Method from list"]
["Cast In-situ"]
["Precast"]
["Prefabricated"]
["Tilt Slab"]
["Undefined"]
["Select Tank Shape from list"]
["Circular"]
["Irregular"]
["Oval"]
["Rectangular"]
["Undefined"]
["Select Lid Type from list"]
["Grated"]
["Solid"]
["Undefined"]
["Vented"]
["Select Lid Material from list"]
["Undefined"]
["Aluminium"]
["Steel"]
["Select Lid Shape from list"]
["Circular"]
["Oval"]
["Rectangular"]
["Undefined"]
["Select Lid Fixing from list"]
["Fixed In Place"]
["Free"]
["Hinged"]
["Hinged With Tie Off"]
["Screwed"]
["Sliding"]
["Undefined"]
["Select Lid Security from list"]
["Bolted"]
["Free"]
["Lockable"]
["Undefined"]
["Welded"]
["Enter Diameter (m)"]
["Enter Length (m)"]
["Enter Width (m)"]
["Enter Height (m)"]
["Enter Volume (m3)"]
["Select Material from list"]
["Brick"]
["Cast Iron"]
["Concrete - Reinforced"]
["Concrete - Unreinforced"]
["Concrete Block"]
["Corrugated  Steel"]
["Corrugated Aluminium"]
["Ductile Iron"]
["Fibreglass"]
["Glazed Earthenware"]
["Polyethylene"]
["Polyvinylchloride"]
["Timber"]
["Undefined"]
["Stainless Steel"]
["Select Construction Method from list"]
["Cast In-situ"]
["Precast"]
["Prefabricated"]
["Tilt Slab"]
["Undefined"]
["Select Tank Shape from list"]
["Circular"]
["Irregular"]
["Oval"]
["Rectangular"]
["Undefined"]
["Select Lid Type from list"]
["Grated"]
["Solid"]
["Undefined"]
["Vented"]
["Select Lid Material from list"]
["Undefined"]
["Aluminium"]
["Steel"]
["Select Lid Shape from list"]
["Circular"]
["Oval"]
["Rectangular"]
["Undefined"]
["Select Lid Fixing from list"]
["Fixed In Place"]
["Free"]
["Hinged"]
["Hinged With Tie Off"]
["Screwed"]
["Sliding"]
["Undefined"]
["Select Lid Security from list"]
["Bolted"]
["Free"]
["Lockable"]
["Undefined"]
["Welded"]
["Enter Diameter (m)"]
["Enter Length (m)"]
["Enter Width (m)"]
["Enter Height (m)"]
["Enter Volume (m3)"]
["Select Material from list"]
["Brick"]
["Cast Iron"]
["Concrete - Reinforced"]
["Concrete - Unreinforced"]
["Concrete Block"]
["Corrugated  Steel"]
["Corrugated Aluminium"]
["Ductile Iron"]
["Fibreglass"]
["Glazed Earthenware"]
["Polyethylene"]
["Polyvinylchloride"]
["Timber"]
["Undefined"]
["Stainless Steel"]
["Select Construction Method from list"]
["Cast In-situ"]
["Precast"]
["Prefabricated"]
["Tilt Slab"]
["Undefined"]
["Select Tank Shape from list"]
["Circular"]
["Irregular"]
["Oval"]
["Rectangular"]
["Undefined"]
["Select Lid Type from list"]
["Grated"]
["Solid"]
["Undefined"]
["Vented"]
["Select Lid Material from list"]
["Undefined"]
["Aluminium"]
["Steel"]
["Select Lid Shape from list"]
["Circular"]
["Oval"]
["Rectangular"]
["Undefined"]
["Select Lid Fixing from list"]
["Fixed In Place"]
["Free"]
["Hinged"]
["Hinged With Tie Off"]
["Screwed"]
["Sliding"]
["Undefined"]
["Select Lid Security from list"]
["Bolted"]
["Free"]
["Lockable"]
["Undefined"]
["Welded"]
["Enter Diameter (m)"]
["Enter Length (m)"]
["Enter Width (m)"]
["Enter Height (m)"]
["Enter Volume (m3)"]
["Select Material from list"]
["Brick"]
["Cast Iron"]
["Concrete - Reinforced"]
["Concrete - Unreinforced"]
["Concrete Block"]
["Corrugated  Steel"]
["Corrugated Aluminium"]
["Ductile Iron"]
["Fibreglass"]
["Glazed Earthenware"]
["Polyethylene"]
["Polyvinylchloride"]
["Timber"]
["Undefined"]
["Stainless Steel"]
["Select Construction Method from list"]
["Cast In-situ"]
["Precast"]
["Prefabricated"]
["Tilt Slab"]
["Undefined"]
["Select Tank Shape from list"]
["Circular"]
["Irregular"]
["Oval"]
["Rectangular"]
["Undefined"]
["Select Lid Type from list"]
["Grated"]
["Solid"]
["Undefined"]
["Vented"]
["Select Lid Material from list"]
["Undefined"]
["Aluminium"]
["Steel"]
["Select Lid Shape from list"]
["Circular"]
["Oval"]
["Rectangular"]
["Undefined"]
["Select Lid Fixing from list"]
["Fixed In Place"]
["Free"]
["Hinged"]
["Hinged With Tie Off"]
["Screwed"]
["Sliding"]
["Undefined"]
["Select Lid Security from list"]
["Bolted"]
["Free"]
["Lockable"]
["Undefined"]
["Welded"]
["Enter Diameter (m)"]
["Enter Length (m)"]
["Enter Width (m)"]
["Enter Height (m)"]
["Enter Volume (m3)"]
["Select Material from list"]
["Brick"]
["Cast Iron"]
["Concrete - Reinforced"]
["Concrete - Unreinforced"]
["Concrete Block"]
["Corrugated  Steel"]
["Corrugated Aluminium"]
["Ductile Iron"]
["Fibreglass"]
["Glazed Earthenware"]
["Polyethylene"]
["Polyvinylchloride"]
["Timber"]
["Undefined"]
["Stainless Steel"]
["Select Construction Method from list"]
["Cast In-situ"]
["Precast"]
["Prefabricated"]
["Tilt Slab"]
["Undefined"]
["Select Tank Shape from list"]
["Circular"]
["Irregular"]
["Oval"]
["Rectangular"]
["Undefined"]
["Select Lid Type from list"]
["Grated"]
["Solid"]
["Undefined"]
["Vented"]
["Select Lid Material from list"]
["Undefined"]
["Aluminium"]
["Steel"]
["Select Lid Shape from list"]
["Circular"]
["Oval"]
["Rectangular"]
["Undefined"]
["Select Lid Fixing from list"]
["Fixed In Place"]
["Free"]
["Hinged"]
["Hinged With Tie Off"]
["Screwed"]
["Sliding"]
["Undefined"]
["Select Lid Security from list"]
["Bolted"]
["Free"]
["Lockable"]
["Undefined"]
["Welded"]
["Enter Diameter (m)"]
["Enter Length (m)"]
["Enter Width (m)"]
["Enter Height (m)"]
["Enter Volume (m3)"]
["Enter Manufacturer"]
["Enter Model"]
["Enter Manufacturer"]
["Enter Model"]
["Enter Manufacturer"]
["Enter Model"]
["Enter Manufacturer"]
["Enter Model"]
["Enter Manufacturer"]
["Enter Model"]
["Select Input Voltage (V) from list"]
["120V (A.C)"]
["12V (D.C)"]
["240V (A.C)"]
["24V (D.C)"]
["430V (A.C)"]
["Undefined"]
["Select Locality from list"]
["Above Ground - Enclosed"]
["Above Ground - Exposed"]
["Submerged"]
["Undefined"]
["Underground - Buried"]
["Underground - Enclosed"]
["Select Monitoring Type from list"]
["Internal Logger"]
["Remote Logger"]
["SCADA"]
["Undefined"]
["Select Comms Protocol from list"]
["0-5 volts"]
["4-20mA"]
["Datran"]
["DF1"]
["Modbus"]
["RS232"]
["Undefined"]
["Enter Calibration Agent"]
["Enter Calibration Number"]
["Enter Calibration Exp Date"]
["Enter Instrument Range"]
["Select Input Voltage (V) from list"]
["120V (A.C)"]
["12V (D.C)"]
["240V (A.C)"]
["24V (D.C)"]
["430V (A.C)"]
["Undefined"]
["Select Locality from list"]
["Above Ground - Enclosed"]
["Above Ground - Exposed"]
["Submerged"]
["Undefined"]
["Underground - Buried"]
["Underground - Enclosed"]
["Select Monitoring Type from list"]
["Internal Logger"]
["Remote Logger"]
["SCADA"]
["Undefined"]
["Select Comms Protocol from list"]
["0-5 volts"]
["4-20mA"]
["Datran"]
["DF1"]
["Modbus"]
["RS232"]
["Undefined"]
["Enter Calibration Agent"]
["Enter Calibration Number"]
["Enter Calibration Exp Date"]
["Enter Instrument Range"]
["Select Input Voltage (V) from list"]
["120V (A.C)"]
["12V (D.C)"]
["240V (A.C)"]
["24V (D.C)"]
["430V (A.C)"]
["Undefined"]
["Select Locality from list"]
["Above Ground - Enclosed"]
["Above Ground - Exposed"]
["Submerged"]
["Undefined"]
["Underground - Buried"]
["Underground - Enclosed"]
["Select Monitoring Type from list"]
["Internal Logger"]
["Remote Logger"]
["SCADA"]
["Undefined"]
["Select Comms Protocol from list"]
["0-5 volts"]
["4-20mA"]
["Datran"]
["DF1"]
["Modbus"]
["RS232"]
["Undefined"]
["Enter Calibration Agent"]
["Enter Calibration Number"]
["Enter Calibration Exp Date"]
["Enter Instrument Range"]
["Select Input Voltage (V) from list"]
["120V (A.C)"]
["12V (D.C)"]
["240V (A.C)"]
["24V (D.C)"]
["430V (A.C)"]
["Undefined"]
["Select Locality from list"]
["Above Ground - Enclosed"]
["Above Ground - Exposed"]
["Submerged"]
["Undefined"]
["Underground - Buried"]
["Underground - Enclosed"]
["Select Monitoring Type from list"]
["Internal Logger"]
["Remote Logger"]
["SCADA"]
["Undefined"]
["Select Comms Protocol from list"]
["0-5 volts"]
["4-20mA"]
["Datran"]
["DF1"]
["Modbus"]
["RS232"]
["Undefined"]
["Enter Calibration Agent"]
["Enter Calibration Number"]
["Enter Calibration Exp Date"]
["Enter Instrument Range"]
["Select Input Voltage (V) from list"]
["120V (A.C)"]
["12V (D.C)"]
["240V (A.C)"]
["24V (D.C)"]
["430V (A.C)"]
["Undefined"]
["Select Locality from list"]
["Above Ground - Enclosed"]
["Above Ground - Exposed"]
["Submerged"]
["Undefined"]
["Underground - Buried"]
["Underground - Enclosed"]
["Select Monitoring Type from list"]
["Internal Logger"]
["Remote Logger"]
["SCADA"]
["Undefined"]
["Select Comms Protocol from list"]
["0-5 volts"]
["4-20mA"]
["Datran"]
["DF1"]
["Modbus"]
["RS232"]
["Undefined"]
["Enter Calibration Agent"]
["Enter Calibration Number"]
["Enter Calibration Exp Date"]
["Enter Instrument Range"]
["Enter Manufacturer"]
["Enter Model"]
["Enter Serial Number"]
["Enter Warranty Expiry Date"]
["Enter Manufacturer"]
["Enter Model"]
["Enter Serial Number"]
["Enter Warranty Expiry Date"]
["Enter Manufacturer"]
["Enter Model"]
["Enter Serial Number"]
["Enter Warranty Expiry Date"]
["Enter Manufacturer"]
["Enter Model"]
["Enter Serial Number"]
["Enter Warranty Expiry Date"]
["Enter Manufacturer"]
["Enter Model"]
["Enter Serial Number"]
["Enter Warranty Expiry Date"]
["Select Pump Type from list"]
["Axial"]
["Centrifugal"]
["Horizontal - Multistage"]
["Peristaltic"]
["Pressure"]
["Undefined"]
["Vacuum"]
["Vertical - Multistage"]
["Select Input Voltage (V) from list"]
["120V (A.C)"]
["12V (D.C)"]
["240V (A.C)"]
["24V (D.C)"]
["430V (A.C)"]
["Undefined"]
["Enter Design Flow (L/s)"]
["Enter Motor Size (kW)"]
["Enter Isolation Rating (V)"]
["Select Pump Type from list"]
["Axial"]
["Centrifugal"]
["Horizontal - Multistage"]
["Peristaltic"]
["Pressure"]
["Undefined"]
["Vacuum"]
["Vertical - Multistage"]
["Select Input Voltage (V) from list"]
["120V (A.C)"]
["12V (D.C)"]
["240V (A.C)"]
["24V (D.C)"]
["430V (A.C)"]
["Undefined"]
["Enter Design Flow (L/s)"]
["Enter Motor Size (kW)"]
["Enter Isolation Rating (V)"]
["Select Pump Type from list"]
["Axial"]
["Centrifugal"]
["Horizontal - Multistage"]
["Peristaltic"]
["Pressure"]
["Undefined"]
["Vacuum"]
["Vertical - Multistage"]
["Select Input Voltage (V) from list"]
["120V (A.C)"]
["12V (D.C)"]
["240V (A.C)"]
["24V (D.C)"]
["430V (A.C)"]
["Undefined"]
["Enter Design Flow (L/s)"]
["Enter Motor Size (kW)"]
["Enter Isolation Rating (V)"]
["Select Pump Type from list"]
["Axial"]
["Centrifugal"]
["Horizontal - Multistage"]
["Peristaltic"]
["Pressure"]
["Undefined"]
["Vacuum"]
["Vertical - Multistage"]
["Select Input Voltage (V) from list"]
["120V (A.C)"]
["12V (D.C)"]
["240V (A.C)"]
["24V (D.C)"]
["430V (A.C)"]
["Undefined"]
["Enter Design Flow (L/s)"]
["Enter Motor Size (kW)"]
["Enter Isolation Rating (V)"]
["Select Pump Type from list"]
["Axial"]
["Centrifugal"]
["Horizontal - Multistage"]
["Peristaltic"]
["Pressure"]
["Undefined"]
["Vacuum"]
["Vertical - Multistage"]
["Select Input Voltage (V) from list"]
["120V (A.C)"]
["12V (D.C)"]
["240V (A.C)"]
["24V (D.C)"]
["430V (A.C)"]
["Undefined"]
["Enter Design Flow (L/s)"]
["Enter Motor Size (kW)"]
["Enter Isolation Rating (V)"]
["Enter Manufacturer"]
["Enter Model"]
["Enter Serial Number"]
["Enter Warranty Expiry Date"]
["Enter Manufacturer"]
["Enter Model"]
["Enter Serial Number"]
["Enter Warranty Expiry Date"]
["Enter Manufacturer"]
["Enter Model"]
["Enter Serial Number"]
["Enter Warranty Expiry Date"]
["Enter Manufacturer"]
["Enter Model"]
["Enter Serial Number"]
["Enter Warranty Expiry Date"]
["Enter Manufacturer"]
["Enter Model"]
["Enter Serial Number"]
["Enter Warranty Expiry Date"]
["Select Material from list"]
["Concrete - Reinforced"]
["Aluminium"]
["Concrete - Unreinforced"]
["Concrete Block"]
["Fibre Cement Sheets"]
["Steel"]
["Timber"]
["Undefined"]
["Select Construction Method from list"]
["Cast In-situ"]
["Precast"]
["Prefabricated"]
["Tilt Slab"]
["Undefined"]
["Enter Length (m)"]
["Enter Width (m)"]
["Enter Depth (m)"]
["Enter Area (m2)"]
["Enter Top RL (m)"]
["Select Material from list"]
["Concrete - Reinforced"]
["Aluminium"]
["Concrete - Unreinforced"]
["Concrete Block"]
["Fibre Cement Sheets"]
["Steel"]
["Timber"]
["Undefined"]
["Select Construction Method from list"]
["Cast In-situ"]
["Precast"]
["Prefabricated"]
["Tilt Slab"]
["Undefined"]
["Enter Length (m)"]
["Enter Width (m)"]
["Enter Depth (m)"]
["Enter Area (m2)"]
["Enter Top RL (m)"]
["Select Material from list"]
["Concrete - Reinforced"]
["Aluminium"]
["Concrete - Unreinforced"]
["Concrete Block"]
["Fibre Cement Sheets"]
["Steel"]
["Timber"]
["Undefined"]
["Select Construction Method from list"]
["Cast In-situ"]
["Precast"]
["Prefabricated"]
["Tilt Slab"]
["Undefined"]
["Enter Length (m)"]
["Enter Width (m)"]
["Enter Depth (m)"]
["Enter Area (m2)"]
["Enter Top RL (m)"]
["Select Material from list"]
["Concrete - Reinforced"]
["Aluminium"]
["Concrete - Unreinforced"]
["Concrete Block"]
["Fibre Cement Sheets"]
["Steel"]
["Timber"]
["Undefined"]
["Select Construction Method from list"]
["Cast In-situ"]
["Precast"]
["Prefabricated"]
["Tilt Slab"]
["Undefined"]
["Enter Length (m)"]
["Enter Width (m)"]
["Enter Depth (m)"]
["Enter Area (m2)"]
["Enter Top RL (m)"]
["Select Material from list"]
["Concrete - Reinforced"]
["Aluminium"]
["Concrete - Unreinforced"]
["Concrete Block"]
["Fibre Cement Sheets"]
["Steel"]
["Timber"]
["Undefined"]
["Select Construction Method from list"]
["Cast In-situ"]
["Precast"]
["Prefabricated"]
["Tilt Slab"]
["Undefined"]
["Enter Length (m)"]
["Enter Width (m)"]
["Enter Depth (m)"]
["Enter Area (m2)"]
["Enter Top RL (m)"]
["Select Material from list"]
["Aluminium"]
["Aluflow Aluminium"]
["Asbestos Cement"]
["Asbestos Cement – Everite"]
["Asbestos Cement – Fibrolite"]
["Asbestos Cement – Superite"]
["Brick"]
["Cast Iron"]
["Ceramic"]
["Concrete - Reinforced"]
["Concrete - Unreinforced"]
["Corrugated Aluminium"]
["Corrugated Iron"]
["Corrugated Steel"]
["Corrugated Steel Galvanised"]
["Ductile Iron"]
["Earthenware"]
["Fibreglass"]
["Galvanised Iron"]
["Galvanised Steel"]
["Polyethylene - High Density"]
["Polyethylene - High-Density (Perforated)"]
["Polyethylene - Low Density"]
["Polyethylene - Medium (PE100)"]
["Polyethylene - Medium (PE80)"]
["Polyethylene - Medium Density"]
["Polypropylene"]
["Polyvinylchloride - Old"]
["Polyvinylchloride - Undefined"]
["Polyvinylchloride-M"]
["Polyvinylchloride-O"]
["Polyvinylchloride-U"]
["Polyvinylchloride-U (Perforated)"]
["Relined - Cure In Place"]
["Relined - Fold And Form Pac"]
["Relined - Spiral Wound Pac"]
["Stainless Steel"]
["Steel"]
["Steel Spiral Riveted"]
["Steel Spiral Welded"]
["Undefined"]
["Select Installation Method from list"]
["Above Ground"]
["Chain Trenching"]
["Drill Or Bore"]
["Open Trench"]
["Pipe Burst"]
["Plough"]
["Thrust"]
["Tunnel"]
["Undefined"]
["Select Locality from list"]
["Above Ground - Enclosed"]
["Above Ground - Exposed"]
["Submerged"]
["Undefined"]
["Underground - Buried"]
["Underground - Enclosed"]
["Select Pipe Purpose from list"]
["Bypass"]
["Fire"]
["Flush"]
["Main"]
["Relief"]
["Rider"]
["Rising"]
["Service Line"]
["Supply"]
["Transfer"]
["Trunk"]
["Undefined"]
["Enter Diameter (mm)"]
["Enter Length (m)"]
["Select Material from list"]
["Aluminium"]
["Aluflow Aluminium"]
["Asbestos Cement"]
["Asbestos Cement – Everite"]
["Asbestos Cement – Fibrolite"]
["Asbestos Cement – Superite"]
["Brick"]
["Cast Iron"]
["Ceramic"]
["Concrete - Reinforced"]
["Concrete - Unreinforced"]
["Corrugated Aluminium"]
["Corrugated Iron"]
["Corrugated Steel"]
["Corrugated Steel Galvanised"]
["Ductile Iron"]
["Earthenware"]
["Fibreglass"]
["Galvanised Iron"]
["Galvanised Steel"]
["Polyethylene - High Density"]
["Polyethylene - High-Density (Perforated)"]
["Polyethylene - Low Density"]
["Polyethylene - Medium (PE100)"]
["Polyethylene - Medium (PE80)"]
["Polyethylene - Medium Density"]
["Polypropylene"]
["Polyvinylchloride - Old"]
["Polyvinylchloride - Undefined"]
["Polyvinylchloride-M"]
["Polyvinylchloride-O"]
["Polyvinylchloride-U"]
["Polyvinylchloride-U (Perforated)"]
["Relined - Cure In Place"]
["Relined - Fold And Form Pac"]
["Relined - Spiral Wound Pac"]
["Stainless Steel"]
["Steel"]
["Steel Spiral Riveted"]
["Steel Spiral Welded"]
["Undefined"]
["Select Installation Method from list"]
["Above Ground"]
["Chain Trenching"]
["Drill Or Bore"]
["Open Trench"]
["Pipe Burst"]
["Plough"]
["Thrust"]
["Tunnel"]
["Undefined"]
["Select Locality from list"]
["Above Ground - Enclosed"]
["Above Ground - Exposed"]
["Submerged"]
["Undefined"]
["Underground - Buried"]
["Underground - Enclosed"]
["Select Pipe Purpose from list"]
["Bypass"]
["Fire"]
["Flush"]
["Main"]
["Relief"]
["Rider"]
["Rising"]
["Service Line"]
["Supply"]
["Transfer"]
["Trunk"]
["Undefined"]
["Enter Diameter (mm)"]
["Enter Length (m)"]
["Select Material from list"]
["Aluminium"]
["Aluflow Aluminium"]
["Asbestos Cement"]
["Asbestos Cement – Everite"]
["Asbestos Cement – Fibrolite"]
["Asbestos Cement – Superite"]
["Brick"]
["Cast Iron"]
["Ceramic"]
["Concrete - Reinforced"]
["Concrete - Unreinforced"]
["Corrugated Aluminium"]
["Corrugated Iron"]
["Corrugated Steel"]
["Corrugated Steel Galvanised"]
["Ductile Iron"]
["Earthenware"]
["Fibreglass"]
["Galvanised Iron"]
["Galvanised Steel"]
["Polyethylene - High Density"]
["Polyethylene - High-Density (Perforated)"]
["Polyethylene - Low Density"]
["Polyethylene - Medium (PE100)"]
["Polyethylene - Medium (PE80)"]
["Polyethylene - Medium Density"]
["Polypropylene"]
["Polyvinylchloride - Old"]
["Polyvinylchloride - Undefined"]
["Polyvinylchloride-M"]
["Polyvinylchloride-O"]
["Polyvinylchloride-U"]
["Polyvinylchloride-U (Perforated)"]
["Relined - Cure In Place"]
["Relined - Fold And Form Pac"]
["Relined - Spiral Wound Pac"]
["Stainless Steel"]
["Steel"]
["Steel Spiral Riveted"]
["Steel Spiral Welded"]
["Undefined"]
["Select Installation Method from list"]
["Above Ground"]
["Chain Trenching"]
["Drill Or Bore"]
["Open Trench"]
["Pipe Burst"]
["Plough"]
["Thrust"]
["Tunnel"]
["Undefined"]
["Select Locality from list"]
["Above Ground - Enclosed"]
["Above Ground - Exposed"]
["Submerged"]
["Undefined"]
["Underground - Buried"]
["Underground - Enclosed"]
["Select Pipe Purpose from list"]
["Bypass"]
["Fire"]
["Flush"]
["Main"]
["Relief"]
["Rider"]
["Rising"]
["Service Line"]
["Supply"]
["Transfer"]
["Trunk"]
["Undefined"]
["Enter Diameter (mm)"]
["Enter Length (m)"]
["Select Material from list"]
["Aluminium"]
["Aluflow Aluminium"]
["Asbestos Cement"]
["Asbestos Cement – Everite"]
["Asbestos Cement – Fibrolite"]
["Asbestos Cement – Superite"]
["Brick"]
["Cast Iron"]
["Ceramic"]
["Concrete - Reinforced"]
["Concrete - Unreinforced"]
["Corrugated Aluminium"]
["Corrugated Iron"]
["Corrugated Steel"]
["Corrugated Steel Galvanised"]
["Ductile Iron"]
["Earthenware"]
["Fibreglass"]
["Galvanised Iron"]
["Galvanised Steel"]
["Polyethylene - High Density"]
["Polyethylene - High-Density (Perforated)"]
["Polyethylene - Low Density"]
["Polyethylene - Medium (PE100)"]
["Polyethylene - Medium (PE80)"]
["Polyethylene - Medium Density"]
["Polypropylene"]
["Polyvinylchloride - Old"]
["Polyvinylchloride - Undefined"]
["Polyvinylchloride-M"]
["Polyvinylchloride-O"]
["Polyvinylchloride-U"]
["Polyvinylchloride-U (Perforated)"]
["Relined - Cure In Place"]
["Relined - Fold And Form Pac"]
["Relined - Spiral Wound Pac"]
["Stainless Steel"]
["Steel"]
["Steel Spiral Riveted"]
["Steel Spiral Welded"]
["Undefined"]
["Select Installation Method from list"]
["Above Ground"]
["Chain Trenching"]
["Drill Or Bore"]
["Open Trench"]
["Pipe Burst"]
["Plough"]
["Thrust"]
["Tunnel"]
["Undefined"]
["Select Locality from list"]
["Above Ground - Enclosed"]
["Above Ground - Exposed"]
["Submerged"]
["Undefined"]
["Underground - Buried"]
["Underground - Enclosed"]
["Select Pipe Purpose from list"]
["Bypass"]
["Fire"]
["Flush"]
["Main"]
["Relief"]
["Rider"]
["Rising"]
["Service Line"]
["Supply"]
["Transfer"]
["Trunk"]
["Undefined"]
["Enter Diameter (mm)"]
["Enter Length (m)"]
["Select Material from list"]
["Aluminium"]
["Aluflow Aluminium"]
["Asbestos Cement"]
["Asbestos Cement – Everite"]
["Asbestos Cement – Fibrolite"]
["Asbestos Cement – Superite"]
["Brick"]
["Cast Iron"]
["Ceramic"]
["Concrete - Reinforced"]
["Concrete - Unreinforced"]
["Corrugated Aluminium"]
["Corrugated Iron"]
["Corrugated Steel"]
["Corrugated Steel Galvanised"]
["Ductile Iron"]
["Earthenware"]
["Fibreglass"]
["Galvanised Iron"]
["Galvanised Steel"]
["Polyethylene - High Density"]
["Polyethylene - High-Density (Perforated)"]
["Polyethylene - Low Density"]
["Polyethylene - Medium (PE100)"]
["Polyethylene - Medium (PE80)"]
["Polyethylene - Medium Density"]
["Polypropylene"]
["Polyvinylchloride - Old"]
["Polyvinylchloride - Undefined"]
["Polyvinylchloride-M"]
["Polyvinylchloride-O"]
["Polyvinylchloride-U"]
["Polyvinylchloride-U (Perforated)"]
["Relined - Cure In Place"]
["Relined - Fold And Form Pac"]
["Relined - Spiral Wound Pac"]
["Stainless Steel"]
["Steel"]
["Steel Spiral Riveted"]
["Steel Spiral Welded"]
["Undefined"]
["Select Installation Method from list"]
["Above Ground"]
["Chain Trenching"]
["Drill Or Bore"]
["Open Trench"]
["Pipe Burst"]
["Plough"]
["Thrust"]
["Tunnel"]
["Undefined"]
["Select Locality from list"]
["Above Ground - Enclosed"]
["Above Ground - Exposed"]
["Submerged"]
["Undefined"]
["Underground - Buried"]
["Underground - Enclosed"]
["Select Pipe Purpose from list"]
["Bypass"]
["Fire"]
["Flush"]
["Main"]
["Relief"]
["Rider"]
["Rising"]
["Service Line"]
["Supply"]
["Transfer"]
["Trunk"]
["Undefined"]
["Enter Diameter (mm)"]
["Enter Length (m)"]
["Select Locality from list"]
["Above Ground - Enclosed"]
["Above Ground - Exposed"]
["Submerged"]
["Undefined"]
["Underground - Buried"]
["Underground - Enclosed"]
["Select Output Voltage (V) from list"]
["120V (A.C)"]
["12V (D.C)"]
["240V (A.C)"]
["24V (D.C)"]
["430V (A.C)"]
["Undefined"]
["Select Input Voltage (V) from list"]
["120V (A.C)"]
["12V (D.C)"]
["240V (A.C)"]
["24V (D.C)"]
["430V (A.C)"]
["Undefined"]
["Enter Power Rating (kW)"]
["Enter Current Rating (A)"]
["Select Locality from list"]
["Above Ground - Enclosed"]
["Above Ground - Exposed"]
["Submerged"]
["Undefined"]
["Underground - Buried"]
["Underground - Enclosed"]
["Select Output Voltage (V) from list"]
["120V (A.C)"]
["12V (D.C)"]
["240V (A.C)"]
["24V (D.C)"]
["430V (A.C)"]
["Undefined"]
["Select Input Voltage (V) from list"]
["120V (A.C)"]
["12V (D.C)"]
["240V (A.C)"]
["24V (D.C)"]
["430V (A.C)"]
["Undefined"]
["Enter Power Rating (kW)"]
["Enter Current Rating (A)"]
["Select Locality from list"]
["Above Ground - Enclosed"]
["Above Ground - Exposed"]
["Submerged"]
["Undefined"]
["Underground - Buried"]
["Underground - Enclosed"]
["Select Output Voltage (V) from list"]
["120V (A.C)"]
["12V (D.C)"]
["240V (A.C)"]
["24V (D.C)"]
["430V (A.C)"]
["Undefined"]
["Select Input Voltage (V) from list"]
["120V (A.C)"]
["12V (D.C)"]
["240V (A.C)"]
["24V (D.C)"]
["430V (A.C)"]
["Undefined"]
["Enter Power Rating (kW)"]
["Enter Current Rating (A)"]
["Select Locality from list"]
["Above Ground - Enclosed"]
["Above Ground - Exposed"]
["Submerged"]
["Undefined"]
["Underground - Buried"]
["Underground - Enclosed"]
["Select Output Voltage (V) from list"]
["120V (A.C)"]
["12V (D.C)"]
["240V (A.C)"]
["24V (D.C)"]
["430V (A.C)"]
["Undefined"]
["Select Input Voltage (V) from list"]
["120V (A.C)"]
["12V (D.C)"]
["240V (A.C)"]
["24V (D.C)"]
["430V (A.C)"]
["Undefined"]
["Enter Power Rating (kW)"]
["Enter Current Rating (A)"]
["Select Locality from list"]
["Above Ground - Enclosed"]
["Above Ground - Exposed"]
["Submerged"]
["Undefined"]
["Underground - Buried"]
["Underground - Enclosed"]
["Select Output Voltage (V) from list"]
["120V (A.C)"]
["12V (D.C)"]
["240V (A.C)"]
["24V (D.C)"]
["430V (A.C)"]
["Undefined"]
["Select Input Voltage (V) from list"]
["120V (A.C)"]
["12V (D.C)"]
["240V (A.C)"]
["24V (D.C)"]
["430V (A.C)"]
["Undefined"]
["Enter Power Rating (kW)"]
["Enter Current Rating (A)"]
["Enter Manufacturer"]
["Enter Model"]
["Enter Serial Number"]
["Enter Warranty Expiry Date"]
["Enter Manufacturer"]
["Enter Model"]
["Enter Serial Number"]
["Enter Warranty Expiry Date"]
["Enter Manufacturer"]
["Enter Model"]
["Enter Serial Number"]
["Enter Warranty Expiry Date"]
["Enter Manufacturer"]
["Enter Model"]
["Enter Serial Number"]
["Enter Warranty Expiry Date"]
["Enter Manufacturer"]
["Enter Model"]
["Enter Serial Number"]
["Enter Warranty Expiry Date"]
["Select Locality from list"]
["Above Ground - Enclosed"]
["Above Ground - Exposed"]
["Submerged"]
["Undefined"]
["Underground - Buried"]
["Underground - Enclosed"]
["Select Input Voltage (V) from list"]
["120V (A.C)"]
["12V (D.C)"]
["240V (A.C)"]
["24V (D.C)"]
["430V (A.C)"]
["Undefined"]
["Enter Power Rating (kW)"]
["Enter Current Rating (A)"]
["Enter Isolation Rating (V)"]
["Select Locality from list"]
["Above Ground - Enclosed"]
["Above Ground - Exposed"]
["Submerged"]
["Undefined"]
["Underground - Buried"]
["Underground - Enclosed"]
["Select Input Voltage (V) from list"]
["120V (A.C)"]
["12V (D.C)"]
["240V (A.C)"]
["24V (D.C)"]
["430V (A.C)"]
["Undefined"]
["Enter Power Rating (kW)"]
["Enter Current Rating (A)"]
["Enter Isolation Rating (V)"]
["Select Locality from list"]
["Above Ground - Enclosed"]
["Above Ground - Exposed"]
["Submerged"]
["Undefined"]
["Underground - Buried"]
["Underground - Enclosed"]
["Select Input Voltage (V) from list"]
["120V (A.C)"]
["12V (D.C)"]
["240V (A.C)"]
["24V (D.C)"]
["430V (A.C)"]
["Undefined"]
["Enter Power Rating (kW)"]
["Enter Current Rating (A)"]
["Enter Isolation Rating (V)"]
["Select Locality from list"]
["Above Ground - Enclosed"]
["Above Ground - Exposed"]
["Submerged"]
["Undefined"]
["Underground - Buried"]
["Underground - Enclosed"]
["Select Input Voltage (V) from list"]
["120V (A.C)"]
["12V (D.C)"]
["240V (A.C)"]
["24V (D.C)"]
["430V (A.C)"]
["Undefined"]
["Enter Power Rating (kW)"]
["Enter Current Rating (A)"]
["Enter Isolation Rating (V)"]
["Select Locality from list"]
["Above Ground - Enclosed"]
["Above Ground - Exposed"]
["Submerged"]
["Undefined"]
["Underground - Buried"]
["Underground - Enclosed"]
["Select Input Voltage (V) from list"]
["120V (A.C)"]
["12V (D.C)"]
["240V (A.C)"]
["24V (D.C)"]
["430V (A.C)"]
["Undefined"]
["Enter Power Rating (kW)"]
["Enter Current Rating (A)"]
["Enter Isolation Rating (V)"]
["Enter Manufacturer"]
["Enter Model"]
["Enter Serial Number"]
["Enter Warranty Expiry Date"]
["Enter Manufacturer"]
["Enter Model"]
["Enter Serial Number"]
["Enter Warranty Expiry Date"]
["Enter Manufacturer"]
["Enter Model"]
["Enter Serial Number"]
["Enter Warranty Expiry Date"]
["Enter Manufacturer"]
["Enter Model"]
["Enter Serial Number"]
["Enter Warranty Expiry Date"]
["Enter Manufacturer"]
["Enter Model"]
["Enter Serial Number"]
["Enter Warranty Expiry Date"]
["Select Locality from list"]
["Above Ground - Enclosed"]
["Above Ground - Exposed"]
["Submerged"]
["Undefined"]
["Underground - Buried"]
["Underground - Enclosed"]
["Select Valve State from list"]
["Dynamic"]
["Normally Closed"]
["Normally Open"]
["Partially Opened"]
["Undefined"]
["Select Valve Type from list"]
["Air Release (Standard)"]
["Altitude"]
["Ball"]
["Butterfly"]
["Combination Air"]
["Diaphragm"]
["Duck Bill"]
["Float"]
["Flow Control"]
["Gate"]
["Non Return Valve"]
["Penstock"]
["Plug (Tap)"]
["Undefined"]
["Select Close Direction from list"]
["Anti-Clockwise"]
["Clockwise"]
["Undefined"]
["Enter Diameter (mm)"]
["Enter Valve Top RL (m)"]
["Enter Rated Pressure (kPa)"]
["Select Locality from list"]
["Above Ground - Enclosed"]
["Above Ground - Exposed"]
["Submerged"]
["Undefined"]
["Underground - Buried"]
["Underground - Enclosed"]
["Select Valve State from list"]
["Dynamic"]
["Normally Closed"]
["Normally Open"]
["Partially Opened"]
["Undefined"]
["Select Valve Type from list"]
["Air Release (Standard)"]
["Altitude"]
["Ball"]
["Butterfly"]
["Combination Air"]
["Diaphragm"]
["Duck Bill"]
["Float"]
["Flow Control"]
["Gate"]
["Non Return Valve"]
["Penstock"]
["Plug (Tap)"]
["Undefined"]
["Select Close Direction from list"]
["Anti-Clockwise"]
["Clockwise"]
["Undefined"]
["Enter Diameter (mm)"]
["Enter Valve Top RL (m)"]
["Enter Rated Pressure (kPa)"]
["Select Locality from list"]
["Above Ground - Enclosed"]
["Above Ground - Exposed"]
["Submerged"]
["Undefined"]
["Underground - Buried"]
["Underground - Enclosed"]
["Select Valve State from list"]
["Dynamic"]
["Normally Closed"]
["Normally Open"]
["Partially Opened"]
["Undefined"]
["Select Valve Type from list"]
["Air Release (Standard)"]
["Altitude"]
["Ball"]
["Butterfly"]
["Combination Air"]
["Diaphragm"]
["Duck Bill"]
["Float"]
["Flow Control"]
["Gate"]
["Non Return Valve"]
["Penstock"]
["Plug (Tap)"]
["Undefined"]
["Select Close Direction from list"]
["Anti-Clockwise"]
["Clockwise"]
["Undefined"]
["Enter Diameter (mm)"]
["Enter Valve Top RL (m)"]
["Enter Rated Pressure (kPa)"]
["Select Locality from list"]
["Above Ground - Enclosed"]
["Above Ground - Exposed"]
["Submerged"]
["Undefined"]
["Underground - Buried"]
["Underground - Enclosed"]
["Select Valve State from list"]
["Dynamic"]
["Normally Closed"]
["Normally Open"]
["Partially Opened"]
["Undefined"]
["Select Valve Type from list"]
["Air Release (Standard)"]
["Altitude"]
["Ball"]
["Butterfly"]
["Combination Air"]
["Diaphragm"]
["Duck Bill"]
["Float"]
["Flow Control"]
["Gate"]
["Non Return Valve"]
["Penstock"]
["Plug (Tap)"]
["Undefined"]
["Select Close Direction from list"]
["Anti-Clockwise"]
["Clockwise"]
["Undefined"]
["Enter Diameter (mm)"]
["Enter Valve Top RL (m)"]
["Enter Rated Pressure (kPa)"]
["Select Locality from list"]
["Above Ground - Enclosed"]
["Above Ground - Exposed"]
["Submerged"]
["Undefined"]
["Underground - Buried"]
["Underground - Enclosed"]
["Select Valve State from list"]
["Dynamic"]
["Normally Closed"]
["Normally Open"]
["Partially Opened"]
["Undefined"]
["Select Valve Type from list"]
["Air Release (Standard)"]
["Altitude"]
["Ball"]
["Butterfly"]
["Combination Air"]
["Diaphragm"]
["Duck Bill"]
["Float"]
["Flow Control"]
["Gate"]
["Non Return Valve"]
["Penstock"]
["Plug (Tap)"]
["Undefined"]
["Select Close Direction from list"]
["Anti-Clockwise"]
["Clockwise"]
["Undefined"]
["Enter Diameter (mm)"]
["Enter Valve Top RL (m)"]
["Enter Rated Pressure (kPa)"]
["Enter Manufacturer"]
["Enter Model"]
["Enter Manufacturer"]
["Enter Model"]
["Enter Manufacturer"]
["Enter Model"]
["Enter Manufacturer"]
["Enter Model"]
["Enter Manufacturer"]
["Enter Model"]
["Select Material from list"]
["Aluminium"]
["Aluflow Aluminium"]
["Asbestos Cement"]
["Asbestos Cement – Everite"]
["Asbestos Cement – Fibrolite"]
["Asbestos Cement – Superite"]
["Brick"]
["Cast Iron"]
["Ceramic"]
["Concrete - Reinforced"]
["Concrete - Unreinforced"]
["Corrugated Aluminium"]
["Corrugated Iron"]
["Corrugated Steel"]
["Corrugated Steel Galvanised"]
["Ductile Iron"]
["Earthenware"]
["Fibreglass"]
["Galvanised Iron"]
["Galvanised Steel"]
["Polyethylene - High Density"]
["Polyethylene - High-Density (Perforated)"]
["Polyethylene - Low Density"]
["Polyethylene - Medium (PE100)"]
["Polyethylene - Medium (PE80)"]
["Polyethylene - Medium Density"]
["Polypropylene"]
["Polyvinylchloride - Old"]
["Polyvinylchloride - Undefined"]
["Polyvinylchloride-M"]
["Polyvinylchloride-O"]
["Polyvinylchloride-U"]
["Polyvinylchloride-U (Perforated)"]
["Relined - Cure In Place"]
["Relined - Fold And Form Pac"]
["Relined - Spiral Wound Pac"]
["Stainless Steel"]
["Steel"]
["Steel Spiral Riveted"]
["Steel Spiral Welded"]
["Undefined"]
["Select Installation Method from list"]
["Above Ground"]
["Chain Trenching"]
["Drill Or Bore"]
["Open Trench"]
["Pipe Burst"]
["Plough"]
["Thrust"]
["Tunnel"]
["Undefined"]
["Select Locality from list"]
["Above Ground - Enclosed"]
["Above Ground - Exposed"]
["Submerged"]
["Undefined"]
["Underground - Buried"]
["Underground - Enclosed"]
["Select Pipe Purpose from list"]
["Bypass"]
["Fire"]
["Flush"]
["Main"]
["Relief"]
["Rider"]
["Rising"]
["Service Line"]
["Supply"]
["Transfer"]
["Trunk"]
["Undefined"]
["Select External Coating from list"]
["Coal Tar Enamel"]
["Epoxy"]
["Fusion bonded Epoxy"]
["Galvanised"]
["Heat Shrink \"Black Jacket\""]
["Painted"]
["Polyethylene"]
["Polymer"]
["Sintakote"]
["Taped"]
["Uncoated"]
["Undefined"]
["Select Bedding Type from list"]
["Constructed Foundation Raft"]
["None"]
["Standard"]
["Undefined"]
["Select Joint Type from list"]
["Butt Weld"]
["Electro fusion Coupling Weld Joint (PE, Steel)"]
["Flanged"]
["Flush Joint"]
["Fusion Welded"]
["Gibault"]
["Mechanical Coupling Joint"]
["Push Fit"]
["Rubber Ring Joint"]
["Rubber Ring Joint embedded with metallic locking segments (EG: Tyton- Lock)"]
["Solvent Cement Joint"]
["Undefined"]
["Select Pipe Class from list"]
["Class 10"]
["Class 2"]
["Class 3"]
["Class 4"]
["Class 6"]
["Class 8"]
["Class A (PN3 - 300kPa)"]
["Class B (PN6 - 600kPa)"]
["Class C (PN9 - 900kPa)"]
["Class D (PN12 - 1200kPa)"]
["Class E (PN15 - 1500kPa)"]
["Class F (PN18 - 1800kPa)"]
["Class G (PN20 - 2000kPa)"]
["Class X (Class 2)"]
["Class Y (Class 3)"]
["Class Z (Class 4)"]
["PN01"]
["PN04"]
["PN04.5"]
["PN05"]
["PN06"]
["PN06.3"]
["PN08"]
["PN09"]
["PN10"]
["PN12"]
["PN12.5"]
["PN15"]
["PN16"]
["PN18"]
["PN20"]
["PN25"]
["PN32"]
["SN04"]
["SN06"]
["SN08"]
["SN10"]
["SN16"]
["Undefined"]
["Select Pipe Shape from list"]
["Arch"]
["Circular"]
["Oval"]
["Rectangular"]
["Undefined"]
["Enter Diameter (mm)"]
["Enter Length (m)"]
["Enter Width (mm)"]
["Enter Upstream Depth (m)"]
["Enter Downstream Depth (m)"]
["Enter Height (mm)"]
["Enter Headwall Count"]
["Enter Upstream RL (m)"]
["Enter Downstream RL (m)"]
["Select Material from list"]
["Aluminium"]
["Aluflow Aluminium"]
["Asbestos Cement"]
["Asbestos Cement – Everite"]
["Asbestos Cement – Fibrolite"]
["Asbestos Cement – Superite"]
["Brick"]
["Cast Iron"]
["Ceramic"]
["Concrete - Reinforced"]
["Concrete - Unreinforced"]
["Corrugated Aluminium"]
["Corrugated Iron"]
["Corrugated Steel"]
["Corrugated Steel Galvanised"]
["Ductile Iron"]
["Earthenware"]
["Fibreglass"]
["Galvanised Iron"]
["Galvanised Steel"]
["Polyethylene - High Density"]
["Polyethylene - High-Density (Perforated)"]
["Polyethylene - Low Density"]
["Polyethylene - Medium (PE100)"]
["Polyethylene - Medium (PE80)"]
["Polyethylene - Medium Density"]
["Polypropylene"]
["Polyvinylchloride - Old"]
["Polyvinylchloride - Undefined"]
["Polyvinylchloride-M"]
["Polyvinylchloride-O"]
["Polyvinylchloride-U"]
["Polyvinylchloride-U (Perforated)"]
["Relined - Cure In Place"]
["Relined - Fold And Form Pac"]
["Relined - Spiral Wound Pac"]
["Stainless Steel"]
["Steel"]
["Steel Spiral Riveted"]
["Steel Spiral Welded"]
["Undefined"]
["Select Installation Method from list"]
["Above Ground"]
["Chain Trenching"]
["Drill Or Bore"]
["Open Trench"]
["Pipe Burst"]
["Plough"]
["Thrust"]
["Tunnel"]
["Undefined"]
["Select Locality from list"]
["Above Ground - Enclosed"]
["Above Ground - Exposed"]
["Submerged"]
["Undefined"]
["Underground - Buried"]
["Underground - Enclosed"]
["Select Pipe Purpose from list"]
["Bypass"]
["Fire"]
["Flush"]
["Main"]
["Relief"]
["Rider"]
["Rising"]
["Service Line"]
["Supply"]
["Transfer"]
["Trunk"]
["Undefined"]
["Select External Coating from list"]
["Coal Tar Enamel"]
["Epoxy"]
["Fusion bonded Epoxy"]
["Galvanised"]
["Heat Shrink \"Black Jacket\""]
["Painted"]
["Polyethylene"]
["Polymer"]
["Sintakote"]
["Taped"]
["Uncoated"]
["Undefined"]
["Select Bedding Type from list"]
["Constructed Foundation Raft"]
["None"]
["Standard"]
["Undefined"]
["Select Joint Type from list"]
["Butt Weld"]
["Electro fusion Coupling Weld Joint (PE, Steel)"]
["Flanged"]
["Flush Joint"]
["Fusion Welded"]
["Gibault"]
["Mechanical Coupling Joint"]
["Push Fit"]
["Rubber Ring Joint"]
["Rubber Ring Joint embedded with metallic locking segments (EG: Tyton- Lock)"]
["Solvent Cement Joint"]
["Undefined"]
["Select Pipe Class from list"]
["Class 10"]
["Class 2"]
["Class 3"]
["Class 4"]
["Class 6"]
["Class 8"]
["Class A (PN3 - 300kPa)"]
["Class B (PN6 - 600kPa)"]
["Class C (PN9 - 900kPa)"]
["Class D (PN12 - 1200kPa)"]
["Class E (PN15 - 1500kPa)"]
["Class F (PN18 - 1800kPa)"]
["Class G (PN20 - 2000kPa)"]
["Class X (Class 2)"]
["Class Y (Class 3)"]
["Class Z (Class 4)"]
["PN01"]
["PN04"]
["PN04.5"]
["PN05"]
["PN06"]
["PN06.3"]
["PN08"]
["PN09"]
["PN10"]
["PN12"]
["PN12.5"]
["PN15"]
["PN16"]
["PN18"]
["PN20"]
["PN25"]
["PN32"]
["SN04"]
["SN06"]
["SN08"]
["SN10"]
["SN16"]
["Undefined"]
["Select Pipe Shape from list"]
["Arch"]
["Circular"]
["Oval"]
["Rectangular"]
["Undefined"]
["Enter Diameter (mm)"]
["Enter Length (m)"]
["Enter Width (mm)"]
["Enter Upstream Depth (m)"]
["Enter Downstream Depth (m)"]
["Enter Height (mm)"]
["Enter Headwall Count"]
["Enter Upstream RL (m)"]
["Enter Downstream RL (m)"]
["Select Material from list"]
["Aluminium"]
["Aluflow Aluminium"]
["Asbestos Cement"]
["Asbestos Cement – Everite"]
["Asbestos Cement – Fibrolite"]
["Asbestos Cement – Superite"]
["Brick"]
["Cast Iron"]
["Ceramic"]
["Concrete - Reinforced"]
["Concrete - Unreinforced"]
["Corrugated Aluminium"]
["Corrugated Iron"]
["Corrugated Steel"]
["Corrugated Steel Galvanised"]
["Ductile Iron"]
["Earthenware"]
["Fibreglass"]
["Galvanised Iron"]
["Galvanised Steel"]
["Polyethylene - High Density"]
["Polyethylene - High-Density (Perforated)"]
["Polyethylene - Low Density"]
["Polyethylene - Medium (PE100)"]
["Polyethylene - Medium (PE80)"]
["Polyethylene - Medium Density"]
["Polypropylene"]
["Polyvinylchloride - Old"]
["Polyvinylchloride - Undefined"]
["Polyvinylchloride-M"]
["Polyvinylchloride-O"]
["Polyvinylchloride-U"]
["Polyvinylchloride-U (Perforated)"]
["Relined - Cure In Place"]
["Relined - Fold And Form Pac"]
["Relined - Spiral Wound Pac"]
["Stainless Steel"]
["Steel"]
["Steel Spiral Riveted"]
["Steel Spiral Welded"]
["Undefined"]
["Select Installation Method from list"]
["Above Ground"]
["Chain Trenching"]
["Drill Or Bore"]
["Open Trench"]
["Pipe Burst"]
["Plough"]
["Thrust"]
["Tunnel"]
["Undefined"]
["Select Locality from list"]
["Above Ground - Enclosed"]
["Above Ground - Exposed"]
["Submerged"]
["Undefined"]
["Underground - Buried"]
["Underground - Enclosed"]
["Select Pipe Purpose from list"]
["Bypass"]
["Fire"]
["Flush"]
["Main"]
["Relief"]
["Rider"]
["Rising"]
["Service Line"]
["Supply"]
["Transfer"]
["Trunk"]
["Undefined"]
["Select External Coating from list"]
["Coal Tar Enamel"]
["Epoxy"]
["Fusion bonded Epoxy"]
["Galvanised"]
["Heat Shrink \"Black Jacket\""]
["Painted"]
["Polyethylene"]
["Polymer"]
["Sintakote"]
["Taped"]
["Uncoated"]
["Undefined"]
["Select Bedding Type from list"]
["Constructed Foundation Raft"]
["None"]
["Standard"]
["Undefined"]
["Select Joint Type from list"]
["Butt Weld"]
["Electro fusion Coupling Weld Joint (PE, Steel)"]
["Flanged"]
["Flush Joint"]
["Fusion Welded"]
["Gibault"]
["Mechanical Coupling Joint"]
["Push Fit"]
["Rubber Ring Joint"]
["Rubber Ring Joint embedded with metallic locking segments (EG: Tyton- Lock)"]
["Solvent Cement Joint"]
["Undefined"]
["Select Pipe Class from list"]
["Class 10"]
["Class 2"]
["Class 3"]
["Class 4"]
["Class 6"]
["Class 8"]
["Class A (PN3 - 300kPa)"]
["Class B (PN6 - 600kPa)"]
["Class C (PN9 - 900kPa)"]
["Class D (PN12 - 1200kPa)"]
["Class E (PN15 - 1500kPa)"]
["Class F (PN18 - 1800kPa)"]
["Class G (PN20 - 2000kPa)"]
["Class X (Class 2)"]
["Class Y (Class 3)"]
["Class Z (Class 4)"]
["PN01"]
["PN04"]
["PN04.5"]
["PN05"]
["PN06"]
["PN06.3"]
["PN08"]
["PN09"]
["PN10"]
["PN12"]
["PN12.5"]
["PN15"]
["PN16"]
["PN18"]
["PN20"]
["PN25"]
["PN32"]
["SN04"]
["SN06"]
["SN08"]
["SN10"]
["SN16"]
["Undefined"]
["Select Pipe Shape from list"]
["Arch"]
["Circular"]
["Oval"]
["Rectangular"]
["Undefined"]
["Enter Diameter (mm)"]
["Enter Length (m)"]
["Enter Width (mm)"]
["Enter Upstream Depth (m)"]
["Enter Downstream Depth (m)"]
["Enter Height (mm)"]
["Enter Headwall Count"]
["Enter Upstream RL (m)"]
["Enter Downstream RL (m)"]
["Select Material from list"]
["Aluminium"]
["Aluflow Aluminium"]
["Asbestos Cement"]
["Asbestos Cement – Everite"]
["Asbestos Cement – Fibrolite"]
["Asbestos Cement – Superite"]
["Brick"]
["Cast Iron"]
["Ceramic"]
["Concrete - Reinforced"]
["Concrete - Unreinforced"]
["Corrugated Aluminium"]
["Corrugated Iron"]
["Corrugated Steel"]
["Corrugated Steel Galvanised"]
["Ductile Iron"]
["Earthenware"]
["Fibreglass"]
["Galvanised Iron"]
["Galvanised Steel"]
["Polyethylene - High Density"]
["Polyethylene - High-Density (Perforated)"]
["Polyethylene - Low Density"]
["Polyethylene - Medium (PE100)"]
["Polyethylene - Medium (PE80)"]
["Polyethylene - Medium Density"]
["Polypropylene"]
["Polyvinylchloride - Old"]
["Polyvinylchloride - Undefined"]
["Polyvinylchloride-M"]
["Polyvinylchloride-O"]
["Polyvinylchloride-U"]
["Polyvinylchloride-U (Perforated)"]
["Relined - Cure In Place"]
["Relined - Fold And Form Pac"]
["Relined - Spiral Wound Pac"]
["Stainless Steel"]
["Steel"]
["Steel Spiral Riveted"]
["Steel Spiral Welded"]
["Undefined"]
["Select Installation Method from list"]
["Above Ground"]
["Chain Trenching"]
["Drill Or Bore"]
["Open Trench"]
["Pipe Burst"]
["Plough"]
["Thrust"]
["Tunnel"]
["Undefined"]
["Select Locality from list"]
["Above Ground - Enclosed"]
["Above Ground - Exposed"]
["Submerged"]
["Undefined"]
["Underground - Buried"]
["Underground - Enclosed"]
["Select Pipe Purpose from list"]
["Bypass"]
["Fire"]
["Flush"]
["Main"]
["Relief"]
["Rider"]
["Rising"]
["Service Line"]
["Supply"]
["Transfer"]
["Trunk"]
["Undefined"]
["Select External Coating from list"]
["Coal Tar Enamel"]
["Epoxy"]
["Fusion bonded Epoxy"]
["Galvanised"]
["Heat Shrink \"Black Jacket\""]
["Painted"]
["Polyethylene"]
["Polymer"]
["Sintakote"]
["Taped"]
["Uncoated"]
["Undefined"]
["Select Bedding Type from list"]
["Constructed Foundation Raft"]
["None"]
["Standard"]
["Undefined"]
["Select Joint Type from list"]
["Butt Weld"]
["Electro fusion Coupling Weld Joint (PE, Steel)"]
["Flanged"]
["Flush Joint"]
["Fusion Welded"]
["Gibault"]
["Mechanical Coupling Joint"]
["Push Fit"]
["Rubber Ring Joint"]
["Rubber Ring Joint embedded with metallic locking segments (EG: Tyton- Lock)"]
["Solvent Cement Joint"]
["Undefined"]
["Select Pipe Class from list"]
["Class 10"]
["Class 2"]
["Class 3"]
["Class 4"]
["Class 6"]
["Class 8"]
["Class A (PN3 - 300kPa)"]
["Class B (PN6 - 600kPa)"]
["Class C (PN9 - 900kPa)"]
["Class D (PN12 - 1200kPa)"]
["Class E (PN15 - 1500kPa)"]
["Class F (PN18 - 1800kPa)"]
["Class G (PN20 - 2000kPa)"]
["Class X (Class 2)"]
["Class Y (Class 3)"]
["Class Z (Class 4)"]
["PN01"]
["PN04"]
["PN04.5"]
["PN05"]
["PN06"]
["PN06.3"]
["PN08"]
["PN09"]
["PN10"]
["PN12"]
["PN12.5"]
["PN15"]
["PN16"]
["PN18"]
["PN20"]
["PN25"]
["PN32"]
["SN04"]
["SN06"]
["SN08"]
["SN10"]
["SN16"]
["Undefined"]
["Select Pipe Shape from list"]
["Arch"]
["Circular"]
["Oval"]
["Rectangular"]
["Undefined"]
["Enter Diameter (mm)"]
["Enter Length (m)"]
["Enter Width (mm)"]
["Enter Upstream Depth (m)"]
["Enter Downstream Depth (m)"]
["Enter Height (mm)"]
["Enter Headwall Count"]
["Enter Upstream RL (m)"]
["Enter Downstream RL (m)"]
["Select Material from list"]
["Aluminium"]
["Aluflow Aluminium"]
["Asbestos Cement"]
["Asbestos Cement – Everite"]
["Asbestos Cement – Fibrolite"]
["Asbestos Cement – Superite"]
["Brick"]
["Cast Iron"]
["Ceramic"]
["Concrete - Reinforced"]
["Concrete - Unreinforced"]
["Corrugated Aluminium"]
["Corrugated Iron"]
["Corrugated Steel"]
["Corrugated Steel Galvanised"]
["Ductile Iron"]
["Earthenware"]
["Fibreglass"]
["Galvanised Iron"]
["Galvanised Steel"]
["Polyethylene - High Density"]
["Polyethylene - High-Density (Perforated)"]
["Polyethylene - Low Density"]
["Polyethylene - Medium (PE100)"]
["Polyethylene - Medium (PE80)"]
["Polyethylene - Medium Density"]
["Polypropylene"]
["Polyvinylchloride - Old"]
["Polyvinylchloride - Undefined"]
["Polyvinylchloride-M"]
["Polyvinylchloride-O"]
["Polyvinylchloride-U"]
["Polyvinylchloride-U (Perforated)"]
["Relined - Cure In Place"]
["Relined - Fold And Form Pac"]
["Relined - Spiral Wound Pac"]
["Stainless Steel"]
["Steel"]
["Steel Spiral Riveted"]
["Steel Spiral Welded"]
["Undefined"]
["Select Installation Method from list"]
["Above Ground"]
["Chain Trenching"]
["Drill Or Bore"]
["Open Trench"]
["Pipe Burst"]
["Plough"]
["Thrust"]
["Tunnel"]
["Undefined"]
["Select Locality from list"]
["Above Ground - Enclosed"]
["Above Ground - Exposed"]
["Submerged"]
["Undefined"]
["Underground - Buried"]
["Underground - Enclosed"]
["Select Pipe Purpose from list"]
["Bypass"]
["Fire"]
["Flush"]
["Main"]
["Relief"]
["Rider"]
["Rising"]
["Service Line"]
["Supply"]
["Transfer"]
["Trunk"]
["Undefined"]
["Select External Coating from list"]
["Coal Tar Enamel"]
["Epoxy"]
["Fusion bonded Epoxy"]
["Galvanised"]
["Heat Shrink \"Black Jacket\""]
["Painted"]
["Polyethylene"]
["Polymer"]
["Sintakote"]
["Taped"]
["Uncoated"]
["Undefined"]
["Select Bedding Type from list"]
["Constructed Foundation Raft"]
["None"]
["Standard"]
["Undefined"]
["Select Joint Type from list"]
["Butt Weld"]
["Electro fusion Coupling Weld Joint (PE, Steel)"]
["Flanged"]
["Flush Joint"]
["Fusion Welded"]
["Gibault"]
["Mechanical Coupling Joint"]
["Push Fit"]
["Rubber Ring Joint"]
["Rubber Ring Joint embedded with metallic locking segments (EG: Tyton- Lock)"]
["Solvent Cement Joint"]
["Undefined"]
["Select Pipe Class from list"]
["Class 10"]
["Class 2"]
["Class 3"]
["Class 4"]
["Class 6"]
["Class 8"]
["Class A (PN3 - 300kPa)"]
["Class B (PN6 - 600kPa)"]
["Class C (PN9 - 900kPa)"]
["Class D (PN12 - 1200kPa)"]
["Class E (PN15 - 1500kPa)"]
["Class F (PN18 - 1800kPa)"]
["Class G (PN20 - 2000kPa)"]
["Class X (Class 2)"]
["Class Y (Class 3)"]
["Class Z (Class 4)"]
["PN01"]
["PN04"]
["PN04.5"]
["PN05"]
["PN06"]
["PN06.3"]
["PN08"]
["PN09"]
["PN10"]
["PN12"]
["PN12.5"]
["PN15"]
["PN16"]
["PN18"]
["PN20"]
["PN25"]
["PN32"]
["SN04"]
["SN06"]
["SN08"]
["SN10"]
["SN16"]
["Undefined"]
["Select Pipe Shape from list"]
["Arch"]
["Circular"]
["Oval"]
["Rectangular"]
["Undefined"]
["Enter Diameter (mm)"]
["Enter Length (m)"]
["Enter Width (mm)"]
["Enter Upstream Depth (m)"]
["Enter Downstream Depth (m)"]
["Enter Height (mm)"]
["Enter Headwall Count"]
["Enter Upstream RL (m)"]
["Enter Downstream RL (m)"]
["Enter Manufacturer"]
["Enter Serial Number"]
["Enter Manufacturer"]
["Enter Serial Number"]
["Enter Manufacturer"]
["Enter Serial Number"]
["Enter Manufacturer"]
["Enter Serial Number"]
["Enter Manufacturer"]
["Enter Serial Number"]
["Select Lining Material from list"]
["Clay"]
["Concrete"]
["Geo Synthetic Liner"]
["Natural"]
["Polyamide"]
["Polyester"]
["Polyethylene"]
["Polypropylene"]
["Polyvinylchloride"]
["Rock"]
["Timber"]
["Undefined"]
["Unlined"]
["Enter Base Length (m)"]
["Enter Base Width (m)"]
["Enter Base Area (m2)"]
["Enter Volume (m3)"]
["Enter Top RL (m)"]
["Enter Base RL (m)"]
["Enter Overflow RL (m)"]
["Select Lining Material from list"]
["Clay"]
["Concrete"]
["Geo Synthetic Liner"]
["Natural"]
["Polyamide"]
["Polyester"]
["Polyethylene"]
["Polypropylene"]
["Polyvinylchloride"]
["Rock"]
["Timber"]
["Undefined"]
["Unlined"]
["Enter Base Length (m)"]
["Enter Base Width (m)"]
["Enter Base Area (m2)"]
["Enter Volume (m3)"]
["Enter Top RL (m)"]
["Enter Base RL (m)"]
["Enter Overflow RL (m)"]
["Select Lining Material from list"]
["Clay"]
["Concrete"]
["Geo Synthetic Liner"]
["Natural"]
["Polyamide"]
["Polyester"]
["Polyethylene"]
["Polypropylene"]
["Polyvinylchloride"]
["Rock"]
["Timber"]
["Undefined"]
["Unlined"]
["Enter Base Length (m)"]
["Enter Base Width (m)"]
["Enter Base Area (m2)"]
["Enter Volume (m3)"]
["Enter Top RL (m)"]
["Enter Base RL (m)"]
["Enter Overflow RL (m)"]
["Select Lining Material from list"]
["Clay"]
["Concrete"]
["Geo Synthetic Liner"]
["Natural"]
["Polyamide"]
["Polyester"]
["Polyethylene"]
["Polypropylene"]
["Polyvinylchloride"]
["Rock"]
["Timber"]
["Undefined"]
["Unlined"]
["Enter Base Length (m)"]
["Enter Base Width (m)"]
["Enter Base Area (m2)"]
["Enter Volume (m3)"]
["Enter Top RL (m)"]
["Enter Base RL (m)"]
["Enter Overflow RL (m)"]
["Select Lining Material from list"]
["Clay"]
["Concrete"]
["Geo Synthetic Liner"]
["Natural"]
["Polyamide"]
["Polyester"]
["Polyethylene"]
["Polypropylene"]
["Polyvinylchloride"]
["Rock"]
["Timber"]
["Undefined"]
["Unlined"]
["Enter Base Length (m)"]
["Enter Base Width (m)"]
["Enter Base Area (m2)"]
["Enter Volume (m3)"]
["Enter Top RL (m)"]
["Enter Base RL (m)"]
["Enter Overflow RL (m)"]
["Select Casing Material from list"]
["Cast Iron"]
["Concrete"]
["Polyvinylchloride"]
["Steel"]
["Undefined"]
["Enter Diameter (mm)"]
["Enter Depth (m)"]
["Enter Ground RL (m)"]
["Enter ECan Well Reference"]
["Enter ECan Consent Number"]
["Select Casing Material from list"]
["Cast Iron"]
["Concrete"]
["Polyvinylchloride"]
["Steel"]
["Undefined"]
["Enter Diameter (mm)"]
["Enter Depth (m)"]
["Enter Ground RL (m)"]
["Enter ECan Well Reference"]
["Enter ECan Consent Number"]
["Select Casing Material from list"]
["Cast Iron"]
["Concrete"]
["Polyvinylchloride"]
["Steel"]
["Undefined"]
["Enter Diameter (mm)"]
["Enter Depth (m)"]
["Enter Ground RL (m)"]
["Enter ECan Well Reference"]
["Enter ECan Consent Number"]
["Select Casing Material from list"]
["Cast Iron"]
["Concrete"]
["Polyvinylchloride"]
["Steel"]
["Undefined"]
["Enter Diameter (mm)"]
["Enter Depth (m)"]
["Enter Ground RL (m)"]
["Enter ECan Well Reference"]
["Enter ECan Consent Number"]
["Select Casing Material from list"]
["Cast Iron"]
["Concrete"]
["Polyvinylchloride"]
["Steel"]
["Undefined"]
["Enter Diameter (mm)"]
["Enter Depth (m)"]
["Enter Ground RL (m)"]
["Enter ECan Well Reference"]
["Enter ECan Consent Number"]
["Select Locality from list"]
["Above Ground - Enclosed"]
["Above Ground - Exposed"]
["Submerged"]
["Undefined"]
["Underground - Buried"]
["Underground - Enclosed"]
["Select Valve State from list"]
["Dynamic"]
["Normally Closed"]
["Normally Open"]
["Partially Opened"]
["Undefined"]
["Select Material from list"]
["Aluminium"]
["Brass"]
["Cast Iron"]
["Ductile Iron"]
["Galvanised Wrought Iron"]
["Mild Steel"]
["Polyethylene"]
["Polyvinylchloride"]
["Enter Diameter (mm)"]
["Select Locality from list"]
["Above Ground - Enclosed"]
["Above Ground - Exposed"]
["Submerged"]
["Undefined"]
["Underground - Buried"]
["Underground - Enclosed"]
["Select Valve State from list"]
["Dynamic"]
["Normally Closed"]
["Normally Open"]
["Partially Opened"]
["Undefined"]
["Select Material from list"]
["Aluminium"]
["Brass"]
["Cast Iron"]
["Ductile Iron"]
["Galvanised Wrought Iron"]
["Mild Steel"]
["Polyethylene"]
["Polyvinylchloride"]
["Enter Diameter (mm)"]
["Select Locality from list"]
["Above Ground - Enclosed"]
["Above Ground - Exposed"]
["Submerged"]
["Undefined"]
["Underground - Buried"]
["Underground - Enclosed"]
["Select Valve State from list"]
["Dynamic"]
["Normally Closed"]
["Normally Open"]
["Partially Opened"]
["Undefined"]
["Select Material from list"]
["Aluminium"]
["Brass"]
["Cast Iron"]
["Ductile Iron"]
["Galvanised Wrought Iron"]
["Mild Steel"]
["Polyethylene"]
["Polyvinylchloride"]
["Enter Diameter (mm)"]
["Select Locality from list"]
["Above Ground - Enclosed"]
["Above Ground - Exposed"]
["Submerged"]
["Undefined"]
["Underground - Buried"]
["Underground - Enclosed"]
["Select Valve State from list"]
["Dynamic"]
["Normally Closed"]
["Normally Open"]
["Partially Opened"]
["Undefined"]
["Select Material from list"]
["Aluminium"]
["Brass"]
["Cast Iron"]
["Ductile Iron"]
["Galvanised Wrought Iron"]
["Mild Steel"]
["Polyethylene"]
["Polyvinylchloride"]
["Enter Diameter (mm)"]
["Select Locality from list"]
["Above Ground - Enclosed"]
["Above Ground - Exposed"]
["Submerged"]
["Undefined"]
["Underground - Buried"]
["Underground - Enclosed"]
["Select Valve State from list"]
["Dynamic"]
["Normally Closed"]
["Normally Open"]
["Partially Opened"]
["Undefined"]
["Select Material from list"]
["Aluminium"]
["Brass"]
["Cast Iron"]
["Ductile Iron"]
["Galvanised Wrought Iron"]
["Mild Steel"]
["Polyethylene"]
["Polyvinylchloride"]
["Enter Diameter (mm)"]
["Enter Manufacturer"]
["Enter Model"]
["Enter Manufacturer"]
["Enter Model"]
["Enter Manufacturer"]
["Enter Model"]
["Enter Manufacturer"]
["Enter Model"]
["Enter Manufacturer"]
["Enter Model"]
["Select Input Voltage (V) from list"]
["120V (A.C)"]
["12V (D.C)"]
["240V (A.C)"]
["24V (D.C)"]
["430V (A.C)"]
["Undefined"]
["Select Locality from list"]
["Above Ground - Enclosed"]
["Above Ground - Exposed"]
["Submerged"]
["Undefined"]
["Underground - Buried"]
["Underground - Enclosed"]
["Select Monitoring Type from list"]
["Internal Logger"]
["Remote Logger"]
["SCADA"]
["Undefined"]
["Select Comms Protocol from list"]
["0-5 volts"]
["4-20mA"]
["Datran"]
["DF1"]
["Modbus"]
["RS232"]
["Undefined"]
["Enter Calibration Agent"]
["Enter Calibration Number"]
["Enter Calibration Exp Date"]
["Enter Instrument Range"]
["Select Input Voltage (V) from list"]
["120V (A.C)"]
["12V (D.C)"]
["240V (A.C)"]
["24V (D.C)"]
["430V (A.C)"]
["Undefined"]
["Select Locality from list"]
["Above Ground - Enclosed"]
["Above Ground - Exposed"]
["Submerged"]
["Undefined"]
["Underground - Buried"]
["Underground - Enclosed"]
["Select Monitoring Type from list"]
["Internal Logger"]
["Remote Logger"]
["SCADA"]
["Undefined"]
["Select Comms Protocol from list"]
["0-5 volts"]
["4-20mA"]
["Datran"]
["DF1"]
["Modbus"]
["RS232"]
["Undefined"]
["Enter Calibration Agent"]
["Enter Calibration Number"]
["Enter Calibration Exp Date"]
["Enter Instrument Range"]
["Select Input Voltage (V) from list"]
["120V (A.C)"]
["12V (D.C)"]
["240V (A.C)"]
["24V (D.C)"]
["430V (A.C)"]
["Undefined"]
["Select Locality from list"]
["Above Ground - Enclosed"]
["Above Ground - Exposed"]
["Submerged"]
["Undefined"]
["Underground - Buried"]
["Underground - Enclosed"]
["Select Monitoring Type from list"]
["Internal Logger"]
["Remote Logger"]
["SCADA"]
["Undefined"]
["Select Comms Protocol from list"]
["0-5 volts"]
["4-20mA"]
["Datran"]
["DF1"]
["Modbus"]
["RS232"]
["Undefined"]
["Enter Calibration Agent"]
["Enter Calibration Number"]
["Enter Calibration Exp Date"]
["Enter Instrument Range"]
["Select Input Voltage (V) from list"]
["120V (A.C)"]
["12V (D.C)"]
["240V (A.C)"]
["24V (D.C)"]
["430V (A.C)"]
["Undefined"]
["Select Locality from list"]
["Above Ground - Enclosed"]
["Above Ground - Exposed"]
["Submerged"]
["Undefined"]
["Underground - Buried"]
["Underground - Enclosed"]
["Select Monitoring Type from list"]
["Internal Logger"]
["Remote Logger"]
["SCADA"]
["Undefined"]
["Select Comms Protocol from list"]
["0-5 volts"]
["4-20mA"]
["Datran"]
["DF1"]
["Modbus"]
["RS232"]
["Undefined"]
["Enter Calibration Agent"]
["Enter Calibration Number"]
["Enter Calibration Exp Date"]
["Enter Instrument Range"]
["Select Input Voltage (V) from list"]
["120V (A.C)"]
["12V (D.C)"]
["240V (A.C)"]
["24V (D.C)"]
["430V (A.C)"]
["Undefined"]
["Select Locality from list"]
["Above Ground - Enclosed"]
["Above Ground - Exposed"]
["Submerged"]
["Undefined"]
["Underground - Buried"]
["Underground - Enclosed"]
["Select Monitoring Type from list"]
["Internal Logger"]
["Remote Logger"]
["SCADA"]
["Undefined"]
["Select Comms Protocol from list"]
["0-5 volts"]
["4-20mA"]
["Datran"]
["DF1"]
["Modbus"]
["RS232"]
["Undefined"]
["Enter Calibration Agent"]
["Enter Calibration Number"]
["Enter Calibration Exp Date"]
["Enter Instrument Range"]
["Enter Manufacturer"]
["Enter Model"]
["Enter Serial Number"]
["Enter Warranty Expiry Date"]
["Enter Manufacturer"]
["Enter Model"]
["Enter Serial Number"]
["Enter Warranty Expiry Date"]
["Enter Manufacturer"]
["Enter Model"]
["Enter Serial Number"]
["Enter Warranty Expiry Date"]
["Enter Manufacturer"]
["Enter Model"]
["Enter Serial Number"]
["Enter Warranty Expiry Date"]
["Enter Manufacturer"]
["Enter Model"]
["Enter Serial Number"]
["Enter Warranty Expiry Date"]
["Select Material from list"]
["Concrete - Reinforced"]
["Aluminium"]
["Concrete - Unreinforced"]
["Concrete Block"]
["Fibre Cement Sheets"]
["Steel"]
["Timber"]
["Undefined"]
["Select Construction Method from list"]
["Cast In-situ"]
["Precast"]
["Prefabricated"]
["Tilt Slab"]
["Undefined"]
["Enter Diameter (m)"]
["Enter Length (m)"]
["Enter Width (m)"]
["Enter Depth (m)"]
["Enter Top RL (m)"]
["Enter Invert RL (m)"]
["Select Material from list"]
["Concrete - Reinforced"]
["Aluminium"]
["Concrete - Unreinforced"]
["Concrete Block"]
["Fibre Cement Sheets"]
["Steel"]
["Timber"]
["Undefined"]
["Select Construction Method from list"]
["Cast In-situ"]
["Precast"]
["Prefabricated"]
["Tilt Slab"]
["Undefined"]
["Enter Diameter (m)"]
["Enter Length (m)"]
["Enter Width (m)"]
["Enter Depth (m)"]
["Enter Top RL (m)"]
["Enter Invert RL (m)"]
["Select Material from list"]
["Concrete - Reinforced"]
["Aluminium"]
["Concrete - Unreinforced"]
["Concrete Block"]
["Fibre Cement Sheets"]
["Steel"]
["Timber"]
["Undefined"]
["Select Construction Method from list"]
["Cast In-situ"]
["Precast"]
["Prefabricated"]
["Tilt Slab"]
["Undefined"]
["Enter Diameter (m)"]
["Enter Length (m)"]
["Enter Width (m)"]
["Enter Depth (m)"]
["Enter Top RL (m)"]
["Enter Invert RL (m)"]
["Select Material from list"]
["Concrete - Reinforced"]
["Aluminium"]
["Concrete - Unreinforced"]
["Concrete Block"]
["Fibre Cement Sheets"]
["Steel"]
["Timber"]
["Undefined"]
["Select Construction Method from list"]
["Cast In-situ"]
["Precast"]
["Prefabricated"]
["Tilt Slab"]
["Undefined"]
["Enter Diameter (m)"]
["Enter Length (m)"]
["Enter Width (m)"]
["Enter Depth (m)"]
["Enter Top RL (m)"]
["Enter Invert RL (m)"]
["Select Material from list"]
["Concrete - Reinforced"]
["Aluminium"]
["Concrete - Unreinforced"]
["Concrete Block"]
["Fibre Cement Sheets"]
["Steel"]
["Timber"]
["Undefined"]
["Select Construction Method from list"]
["Cast In-situ"]
["Precast"]
["Prefabricated"]
["Tilt Slab"]
["Undefined"]
["Enter Diameter (m)"]
["Enter Length (m)"]
["Enter Width (m)"]
["Enter Depth (m)"]
["Enter Top RL (m)"]
["Enter Invert RL (m)"]
["Select Material from list"]
["Concrete - Reinforced"]
["Aluminium"]
["Concrete - Unreinforced"]
["Concrete Block"]
["Fibre Cement Sheets"]
["Steel"]
["Timber"]
["Undefined"]
["Select Construction Method from list"]
["Cast In-situ"]
["Precast"]
["Prefabricated"]
["Tilt Slab"]
["Undefined"]
["Enter Width (m)"]
["Enter Height (m)"]
["Enter Top RL (m)"]
["Enter Base RL (m)"]
["Enter Weir RL (m)"]
["Select Material from list"]
["Concrete - Reinforced"]
["Aluminium"]
["Concrete - Unreinforced"]
["Concrete Block"]
["Fibre Cement Sheets"]
["Steel"]
["Timber"]
["Undefined"]
["Select Construction Method from list"]
["Cast In-situ"]
["Precast"]
["Prefabricated"]
["Tilt Slab"]
["Undefined"]
["Enter Width (m)"]
["Enter Height (m)"]
["Enter Top RL (m)"]
["Enter Base RL (m)"]
["Enter Weir RL (m)"]
["Select Material from list"]
["Concrete - Reinforced"]
["Aluminium"]
["Concrete - Unreinforced"]
["Concrete Block"]
["Fibre Cement Sheets"]
["Steel"]
["Timber"]
["Undefined"]
["Select Construction Method from list"]
["Cast In-situ"]
["Precast"]
["Prefabricated"]
["Tilt Slab"]
["Undefined"]
["Enter Width (m)"]
["Enter Height (m)"]
["Enter Top RL (m)"]
["Enter Base RL (m)"]
["Enter Weir RL (m)"]
["Select Material from list"]
["Concrete - Reinforced"]
["Aluminium"]
["Concrete - Unreinforced"]
["Concrete Block"]
["Fibre Cement Sheets"]
["Steel"]
["Timber"]
["Undefined"]
["Select Construction Method from list"]
["Cast In-situ"]
["Precast"]
["Prefabricated"]
["Tilt Slab"]
["Undefined"]
["Enter Width (m)"]
["Enter Height (m)"]
["Enter Top RL (m)"]
["Enter Base RL (m)"]
["Enter Weir RL (m)"]
["Select Material from list"]
["Concrete - Reinforced"]
["Aluminium"]
["Concrete - Unreinforced"]
["Concrete Block"]
["Fibre Cement Sheets"]
["Steel"]
["Timber"]
["Undefined"]
["Select Construction Method from list"]
["Cast In-situ"]
["Precast"]
["Prefabricated"]
["Tilt Slab"]
["Undefined"]
["Enter Width (m)"]
["Enter Height (m)"]
["Enter Top RL (m)"]
["Enter Base RL (m)"]
["Enter Weir RL (m)"]
["Select Material from list"]
["Brick"]
["Cast Iron"]
["Concrete - Reinforced"]
["Concrete - Unreinforced"]
["Concrete Block"]
["Corrugated  Steel"]
["Corrugated Aluminium"]
["Ductile Iron"]
["Fibreglass"]
["Glazed Earthenware"]
["Polyethylene"]
["Polyvinylchloride"]
["Timber"]
["Undefined"]
["Stainless Steel"]
["Select Construction Method from list"]
["Cast In-situ"]
["Precast"]
["Prefabricated"]
["Tilt Slab"]
["Undefined"]
["Select Chamber Shape from list"]
["Circular"]
["Irregular"]
["Oval"]
["Rectangular"]
["Undefined"]
["Select Lid Type from list"]
["Grated"]
["Solid"]
["Undefined"]
["Vented"]
["Select Lid Material from list"]
["Undefined"]
["Aluminium"]
["Steel"]
["Select Lid Shape from list"]
["Circular"]
["Oval"]
["Rectangular"]
["Undefined"]
["Select Lid Fixing from list"]
["Fixed In Place"]
["Free"]
["Hinged"]
["Hinged With Tie Off"]
["Screwed"]
["Sliding"]
["Undefined"]
["Select Lid Security from list"]
["Bolted"]
["Free"]
["Lockable"]
["Undefined"]
["Welded"]
["Select Lid Class from list"]
["Class A - Footpaths  For Pedestrians And Cycle ways"]
["Class B - Footpaths For Light Vehicle, Pedestrian Precincts"]
["Class C - Pedestrian Areas With Slow Moving Commercial Vehicles, Parkside Areas, Kerbsides"]
["Class D - Carriageways Roads For Commercial Vehicles"]
["Class E - Industrial Areas"]
["Undefined"]
["Enter Diameter (m)"]
["Enter Length (m)"]
["Enter Width (m)"]
["Enter Depth (m)"]
["Enter Lid RL (m)"]
["Enter Base RL (m)"]
["Enter Lid Diameter (mm)"]
["Enter Lid Length (mm)"]
["Enter Lid Width (mm)"]
["Select Material from list"]
["Brick"]
["Cast Iron"]
["Concrete - Reinforced"]
["Concrete - Unreinforced"]
["Concrete Block"]
["Corrugated  Steel"]
["Corrugated Aluminium"]
["Ductile Iron"]
["Fibreglass"]
["Glazed Earthenware"]
["Polyethylene"]
["Polyvinylchloride"]
["Timber"]
["Undefined"]
["Stainless Steel"]
["Select Construction Method from list"]
["Cast In-situ"]
["Precast"]
["Prefabricated"]
["Tilt Slab"]
["Undefined"]
["Select Chamber Shape from list"]
["Circular"]
["Irregular"]
["Oval"]
["Rectangular"]
["Undefined"]
["Select Lid Type from list"]
["Grated"]
["Solid"]
["Undefined"]
["Vented"]
["Select Lid Material from list"]
["Undefined"]
["Aluminium"]
["Steel"]
["Select Lid Shape from list"]
["Circular"]
["Oval"]
["Rectangular"]
["Undefined"]
["Select Lid Fixing from list"]
["Fixed In Place"]
["Free"]
["Hinged"]
["Hinged With Tie Off"]
["Screwed"]
["Sliding"]
["Undefined"]
["Select Lid Security from list"]
["Bolted"]
["Free"]
["Lockable"]
["Undefined"]
["Welded"]
["Select Lid Class from list"]
["Class A - Footpaths  For Pedestrians And Cycle ways"]
["Class B - Footpaths For Light Vehicle, Pedestrian Precincts"]
["Class C - Pedestrian Areas With Slow Moving Commercial Vehicles, Parkside Areas, Kerbsides"]
["Class D - Carriageways Roads For Commercial Vehicles"]
["Class E - Industrial Areas"]
["Undefined"]
["Enter Diameter (m)"]
["Enter Length (m)"]
["Enter Width (m)"]
["Enter Depth (m)"]
["Enter Lid RL (m)"]
["Enter Base RL (m)"]
["Enter Lid Diameter (mm)"]
["Enter Lid Length (mm)"]
["Enter Lid Width (mm)"]
["Select Material from list"]
["Brick"]
["Cast Iron"]
["Concrete - Reinforced"]
["Concrete - Unreinforced"]
["Concrete Block"]
["Corrugated  Steel"]
["Corrugated Aluminium"]
["Ductile Iron"]
["Fibreglass"]
["Glazed Earthenware"]
["Polyethylene"]
["Polyvinylchloride"]
["Timber"]
["Undefined"]
["Stainless Steel"]
["Select Construction Method from list"]
["Cast In-situ"]
["Precast"]
["Prefabricated"]
["Tilt Slab"]
["Undefined"]
["Select Chamber Shape from list"]
["Circular"]
["Irregular"]
["Oval"]
["Rectangular"]
["Undefined"]
["Select Lid Type from list"]
["Grated"]
["Solid"]
["Undefined"]
["Vented"]
["Select Lid Material from list"]
["Undefined"]
["Aluminium"]
["Steel"]
["Select Lid Shape from list"]
["Circular"]
["Oval"]
["Rectangular"]
["Undefined"]
["Select Lid Fixing from list"]
["Fixed In Place"]
["Free"]
["Hinged"]
["Hinged With Tie Off"]
["Screwed"]
["Sliding"]
["Undefined"]
["Select Lid Security from list"]
["Bolted"]
["Free"]
["Lockable"]
["Undefined"]
["Welded"]
["Select Lid Class from list"]
["Class A - Footpaths  For Pedestrians And Cycle ways"]
["Class B - Footpaths For Light Vehicle, Pedestrian Precincts"]
["Class C - Pedestrian Areas With Slow Moving Commercial Vehicles, Parkside Areas, Kerbsides"]
["Class D - Carriageways Roads For Commercial Vehicles"]
["Class E - Industrial Areas"]
["Undefined"]
["Enter Diameter (m)"]
["Enter Length (m)"]
["Enter Width (m)"]
["Enter Depth (m)"]
["Enter Lid RL (m)"]
["Enter Base RL (m)"]
["Enter Lid Diameter (mm)"]
["Enter Lid Length (mm)"]
["Enter Lid Width (mm)"]
["Select Material from list"]
["Brick"]
["Cast Iron"]
["Concrete - Reinforced"]
["Concrete - Unreinforced"]
["Concrete Block"]
["Corrugated  Steel"]
["Corrugated Aluminium"]
["Ductile Iron"]
["Fibreglass"]
["Glazed Earthenware"]
["Polyethylene"]
["Polyvinylchloride"]
["Timber"]
["Undefined"]
["Stainless Steel"]
["Select Construction Method from list"]
["Cast In-situ"]
["Precast"]
["Prefabricated"]
["Tilt Slab"]
["Undefined"]
["Select Chamber Shape from list"]
["Circular"]
["Irregular"]
["Oval"]
["Rectangular"]
["Undefined"]
["Select Lid Type from list"]
["Grated"]
["Solid"]
["Undefined"]
["Vented"]
["Select Lid Material from list"]
["Undefined"]
["Aluminium"]
["Steel"]
["Select Lid Shape from list"]
["Circular"]
["Oval"]
["Rectangular"]
["Undefined"]
["Select Lid Fixing from list"]
["Fixed In Place"]
["Free"]
["Hinged"]
["Hinged With Tie Off"]
["Screwed"]
["Sliding"]
["Undefined"]
["Select Lid Security from list"]
["Bolted"]
["Free"]
["Lockable"]
["Undefined"]
["Welded"]
["Select Lid Class from list"]
["Class A - Footpaths  For Pedestrians And Cycle ways"]
["Class B - Footpaths For Light Vehicle, Pedestrian Precincts"]
["Class C - Pedestrian Areas With Slow Moving Commercial Vehicles, Parkside Areas, Kerbsides"]
["Class D - Carriageways Roads For Commercial Vehicles"]
["Class E - Industrial Areas"]
["Undefined"]
["Enter Diameter (m)"]
["Enter Length (m)"]
["Enter Width (m)"]
["Enter Depth (m)"]
["Enter Lid RL (m)"]
["Enter Base RL (m)"]
["Enter Lid Diameter (mm)"]
["Enter Lid Length (mm)"]
["Enter Lid Width (mm)"]
["Select Material from list"]
["Brick"]
["Cast Iron"]
["Concrete - Reinforced"]
["Concrete - Unreinforced"]
["Concrete Block"]
["Corrugated  Steel"]
["Corrugated Aluminium"]
["Ductile Iron"]
["Fibreglass"]
["Glazed Earthenware"]
["Polyethylene"]
["Polyvinylchloride"]
["Timber"]
["Undefined"]
["Stainless Steel"]
["Select Construction Method from list"]
["Cast In-situ"]
["Precast"]
["Prefabricated"]
["Tilt Slab"]
["Undefined"]
["Select Chamber Shape from list"]
["Circular"]
["Irregular"]
["Oval"]
["Rectangular"]
["Undefined"]
["Select Lid Type from list"]
["Grated"]
["Solid"]
["Undefined"]
["Vented"]
["Select Lid Material from list"]
["Undefined"]
["Aluminium"]
["Steel"]
["Select Lid Shape from list"]
["Circular"]
["Oval"]
["Rectangular"]
["Undefined"]
["Select Lid Fixing from list"]
["Fixed In Place"]
["Free"]
["Hinged"]
["Hinged With Tie Off"]
["Screwed"]
["Sliding"]
["Undefined"]
["Select Lid Security from list"]
["Bolted"]
["Free"]
["Lockable"]
["Undefined"]
["Welded"]
["Select Lid Class from list"]
["Class A - Footpaths  For Pedestrians And Cycle ways"]
["Class B - Footpaths For Light Vehicle, Pedestrian Precincts"]
["Class C - Pedestrian Areas With Slow Moving Commercial Vehicles, Parkside Areas, Kerbsides"]
["Class D - Carriageways Roads For Commercial Vehicles"]
["Class E - Industrial Areas"]
["Undefined"]
["Enter Diameter (m)"]
["Enter Length (m)"]
["Enter Width (m)"]
["Enter Depth (m)"]
["Enter Lid RL (m)"]
["Enter Base RL (m)"]
["Enter Lid Diameter (mm)"]
["Enter Lid Length (mm)"]
["Enter Lid Width (mm)"]
["Enter Manufacturer"]
["Enter Model"]
["Enter Manufacturer"]
["Enter Model"]
["Enter Manufacturer"]
["Enter Model"]
["Enter Manufacturer"]
["Enter Model"]
["Enter Manufacturer"]
["Enter Model"]
["Select Filter Media from list"]
["Boulders"]
["Cage"]
["Cartridge"]
["Earth"]
["Filter Bed"]
["Filter Cloth"]
["Flat Panel"]
["Gravel"]
["Sand"]
["Screen"]
["Soil"]
["Undefined"]
["Select Lining Material from list"]
["Geo Membrane"]
["Polyethylene High Density "]
["Polyvinylchloride"]
["Undefined"]
["Enter Length (mm)"]
["Enter Width (mm)"]
["Enter Depth (mm)"]
["Enter Surface Area (m2)"]
["Enter Infiltration (L/min)"]
["Select Filter Media from list"]
["Boulders"]
["Cage"]
["Cartridge"]
["Earth"]
["Filter Bed"]
["Filter Cloth"]
["Flat Panel"]
["Gravel"]
["Sand"]
["Screen"]
["Soil"]
["Undefined"]
["Select Lining Material from list"]
["Geo Membrane"]
["Polyethylene High Density "]
["Polyvinylchloride"]
["Undefined"]
["Enter Length (mm)"]
["Enter Width (mm)"]
["Enter Depth (mm)"]
["Enter Surface Area (m2)"]
["Enter Infiltration (L/min)"]
["Select Filter Media from list"]
["Boulders"]
["Cage"]
["Cartridge"]
["Earth"]
["Filter Bed"]
["Filter Cloth"]
["Flat Panel"]
["Gravel"]
["Sand"]
["Screen"]
["Soil"]
["Undefined"]
["Select Lining Material from list"]
["Geo Membrane"]
["Polyethylene High Density "]
["Polyvinylchloride"]
["Undefined"]
["Enter Length (mm)"]
["Enter Width (mm)"]
["Enter Depth (mm)"]
["Enter Surface Area (m2)"]
["Enter Infiltration (L/min)"]
["Select Filter Media from list"]
["Boulders"]
["Cage"]
["Cartridge"]
["Earth"]
["Filter Bed"]
["Filter Cloth"]
["Flat Panel"]
["Gravel"]
["Sand"]
["Screen"]
["Soil"]
["Undefined"]
["Select Lining Material from list"]
["Geo Membrane"]
["Polyethylene High Density "]
["Polyvinylchloride"]
["Undefined"]
["Enter Length (mm)"]
["Enter Width (mm)"]
["Enter Depth (mm)"]
["Enter Surface Area (m2)"]
["Enter Infiltration (L/min)"]
["Select Filter Media from list"]
["Boulders"]
["Cage"]
["Cartridge"]
["Earth"]
["Filter Bed"]
["Filter Cloth"]
["Flat Panel"]
["Gravel"]
["Sand"]
["Screen"]
["Soil"]
["Undefined"]
["Select Lining Material from list"]
["Geo Membrane"]
["Polyethylene High Density "]
["Polyvinylchloride"]
["Undefined"]
["Enter Length (mm)"]
["Enter Width (mm)"]
["Enter Depth (mm)"]
["Enter Surface Area (m2)"]
["Enter Infiltration (L/min)"]
["Select Input Voltage (V) from list"]
["120V (A.C)"]
["12V (D.C)"]
["240V (A.C)"]
["24V (D.C)"]
["430V (A.C)"]
["Undefined"]
["Select Control Type from list"]
["Automatic"]
["Manual"]
["SCADA"]
["Semi-automatic"]
["Undefined"]
["Enter Weight (kg)"]
["Enter Motor Output (kW)"]
["Enter Speed (rpm)"]
["Enter Irrigator Span (m)"]
["Enter Section Count"]
["Enter Sprayer Head Count"]
["Select Input Voltage (V) from list"]
["120V (A.C)"]
["12V (D.C)"]
["240V (A.C)"]
["24V (D.C)"]
["430V (A.C)"]
["Undefined"]
["Select Control Type from list"]
["Automatic"]
["Manual"]
["SCADA"]
["Semi-automatic"]
["Undefined"]
["Enter Weight (kg)"]
["Enter Motor Output (kW)"]
["Enter Speed (rpm)"]
["Enter Irrigator Span (m)"]
["Enter Section Count"]
["Enter Sprayer Head Count"]
["Select Input Voltage (V) from list"]
["120V (A.C)"]
["12V (D.C)"]
["240V (A.C)"]
["24V (D.C)"]
["430V (A.C)"]
["Undefined"]
["Select Control Type from list"]
["Automatic"]
["Manual"]
["SCADA"]
["Semi-automatic"]
["Undefined"]
["Enter Weight (kg)"]
["Enter Motor Output (kW)"]
["Enter Speed (rpm)"]
["Enter Irrigator Span (m)"]
["Enter Section Count"]
["Enter Sprayer Head Count"]
["Select Input Voltage (V) from list"]
["120V (A.C)"]
["12V (D.C)"]
["240V (A.C)"]
["24V (D.C)"]
["430V (A.C)"]
["Undefined"]
["Select Control Type from list"]
["Automatic"]
["Manual"]
["SCADA"]
["Semi-automatic"]
["Undefined"]
["Enter Weight (kg)"]
["Enter Motor Output (kW)"]
["Enter Speed (rpm)"]
["Enter Irrigator Span (m)"]
["Enter Section Count"]
["Enter Sprayer Head Count"]
["Select Input Voltage (V) from list"]
["120V (A.C)"]
["12V (D.C)"]
["240V (A.C)"]
["24V (D.C)"]
["430V (A.C)"]
["Undefined"]
["Select Control Type from list"]
["Automatic"]
["Manual"]
["SCADA"]
["Semi-automatic"]
["Undefined"]
["Enter Weight (kg)"]
["Enter Motor Output (kW)"]
["Enter Speed (rpm)"]
["Enter Irrigator Span (m)"]
["Enter Section Count"]
["Enter Sprayer Head Count"]
["Enter Manufacturer"]
["Enter Model"]
["Enter Serial Number"]
["Enter Warranty Expiry Date"]
["Enter Manufacturer"]
["Enter Model"]
["Enter Serial Number"]
["Enter Warranty Expiry Date"]
["Enter Manufacturer"]
["Enter Model"]
["Enter Serial Number"]
["Enter Warranty Expiry Date"]
["Enter Manufacturer"]
["Enter Model"]
["Enter Serial Number"]
["Enter Warranty Expiry Date"]
["Enter Manufacturer"]
["Enter Model"]
["Enter Serial Number"]
["Enter Warranty Expiry Date"]
["Select Input Voltage (V) from list"]
["120V (A.C)"]
["12V (D.C)"]
["240V (A.C)"]
["24V (D.C)"]
["430V (A.C)"]
["Undefined"]
["Select Control Type from list"]
["Automatic"]
["Manual"]
["SCADA"]
["Semi-automatic"]
["Undefined"]
["Enter Weight (kg)"]
["Enter Motor Output (kW)"]
["Enter Speed (rpm)"]
["Select Input Voltage (V) from list"]
["120V (A.C)"]
["12V (D.C)"]
["240V (A.C)"]
["24V (D.C)"]
["430V (A.C)"]
["Undefined"]
["Select Control Type from list"]
["Automatic"]
["Manual"]
["SCADA"]
["Semi-automatic"]
["Undefined"]
["Enter Weight (kg)"]
["Enter Motor Output (kW)"]
["Enter Speed (rpm)"]
["Select Input Voltage (V) from list"]
["120V (A.C)"]
["12V (D.C)"]
["240V (A.C)"]
["24V (D.C)"]
["430V (A.C)"]
["Undefined"]
["Select Control Type from list"]
["Automatic"]
["Manual"]
["SCADA"]
["Semi-automatic"]
["Undefined"]
["Enter Weight (kg)"]
["Enter Motor Output (kW)"]
["Enter Speed (rpm)"]
["Select Input Voltage (V) from list"]
["120V (A.C)"]
["12V (D.C)"]
["240V (A.C)"]
["24V (D.C)"]
["430V (A.C)"]
["Undefined"]
["Select Control Type from list"]
["Automatic"]
["Manual"]
["SCADA"]
["Semi-automatic"]
["Undefined"]
["Enter Weight (kg)"]
["Enter Motor Output (kW)"]
["Enter Speed (rpm)"]
["Select Input Voltage (V) from list"]
["120V (A.C)"]
["12V (D.C)"]
["240V (A.C)"]
["24V (D.C)"]
["430V (A.C)"]
["Undefined"]
["Select Control Type from list"]
["Automatic"]
["Manual"]
["SCADA"]
["Semi-automatic"]
["Undefined"]
["Enter Weight (kg)"]
["Enter Motor Output (kW)"]
["Enter Speed (rpm)"]
["Enter Manufacturer"]
["Enter Model"]
["Enter Serial Number"]
["Enter Warranty Expiry Date"]
["Enter Manufacturer"]
["Enter Model"]
["Enter Serial Number"]
["Enter Warranty Expiry Date"]
["Enter Manufacturer"]
["Enter Model"]
["Enter Serial Number"]
["Enter Warranty Expiry Date"]
["Enter Manufacturer"]
["Enter Model"]
["Enter Serial Number"]
["Enter Warranty Expiry Date"]
["Enter Manufacturer"]
["Enter Model"]
["Enter Serial Number"]
["Enter Warranty Expiry Date"]
["Select Material from list"]
["Brick"]
["Cast Iron"]
["Concrete - Reinforced"]
["Concrete - Unreinforced"]
["Concrete Block"]
["Corrugated  Steel"]
["Corrugated Aluminium"]
["Ductile Iron"]
["Fibreglass"]
["Glazed Earthenware"]
["Polyethylene"]
["Polyvinylchloride"]
["Timber"]
["Undefined"]
["Stainless Steel"]
["Select Construction Method from list"]
["Cast In-situ"]
["Precast"]
["Prefabricated"]
["Tilt Slab"]
["Undefined"]
["Select Chamber Shape from list"]
["Circular"]
["Irregular"]
["Oval"]
["Rectangular"]
["Undefined"]
["Select Lid Type from list"]
["Grated"]
["Solid"]
["Undefined"]
["Vented"]
["Select Lid Material from list"]
["Undefined"]
["Aluminium"]
["Steel"]
["Select Lid Shape from list"]
["Circular"]
["Oval"]
["Rectangular"]
["Undefined"]
["Select Lid Fixing from list"]
["Fixed In Place"]
["Free"]
["Hinged"]
["Hinged With Tie Off"]
["Screwed"]
["Sliding"]
["Undefined"]
["Select Lid Security from list"]
["Bolted"]
["Free"]
["Lockable"]
["Undefined"]
["Welded"]
["Select Lid Class from list"]
["Class A - Footpaths  For Pedestrians And Cycle ways"]
["Class B - Footpaths For Light Vehicle, Pedestrian Precincts"]
["Class C - Pedestrian Areas With Slow Moving Commercial Vehicles, Parkside Areas, Kerbsides"]
["Class D - Carriageways Roads For Commercial Vehicles"]
["Class E - Industrial Areas"]
["Undefined"]
["Enter Diameter (m)"]
["Enter Length (m)"]
["Enter Width (m)"]
["Enter Depth (m)"]
["Enter Lid RL (m)"]
["Enter Base RL (m)"]
["Enter Lid Diameter (mm)"]
["Enter Lid Length (mm)"]
["Enter Lid Width (mm)"]
["Select Material from list"]
["Brick"]
["Cast Iron"]
["Concrete - Reinforced"]
["Concrete - Unreinforced"]
["Concrete Block"]
["Corrugated  Steel"]
["Corrugated Aluminium"]
["Ductile Iron"]
["Fibreglass"]
["Glazed Earthenware"]
["Polyethylene"]
["Polyvinylchloride"]
["Timber"]
["Undefined"]
["Stainless Steel"]
["Select Construction Method from list"]
["Cast In-situ"]
["Precast"]
["Prefabricated"]
["Tilt Slab"]
["Undefined"]
["Select Chamber Shape from list"]
["Circular"]
["Irregular"]
["Oval"]
["Rectangular"]
["Undefined"]
["Select Lid Type from list"]
["Grated"]
["Solid"]
["Undefined"]
["Vented"]
["Select Lid Material from list"]
["Undefined"]
["Aluminium"]
["Steel"]
["Select Lid Shape from list"]
["Circular"]
["Oval"]
["Rectangular"]
["Undefined"]
["Select Lid Fixing from list"]
["Fixed In Place"]
["Free"]
["Hinged"]
["Hinged With Tie Off"]
["Screwed"]
["Sliding"]
["Undefined"]
["Select Lid Security from list"]
["Bolted"]
["Free"]
["Lockable"]
["Undefined"]
["Welded"]
["Select Lid Class from list"]
["Class A - Footpaths  For Pedestrians And Cycle ways"]
["Class B - Footpaths For Light Vehicle, Pedestrian Precincts"]
["Class C - Pedestrian Areas With Slow Moving Commercial Vehicles, Parkside Areas, Kerbsides"]
["Class D - Carriageways Roads For Commercial Vehicles"]
["Class E - Industrial Areas"]
["Undefined"]
["Enter Diameter (m)"]
["Enter Length (m)"]
["Enter Width (m)"]
["Enter Depth (m)"]
["Enter Lid RL (m)"]
["Enter Base RL (m)"]
["Enter Lid Diameter (mm)"]
["Enter Lid Length (mm)"]
["Enter Lid Width (mm)"]
["Select Material from list"]
["Brick"]
["Cast Iron"]
["Concrete - Reinforced"]
["Concrete - Unreinforced"]
["Concrete Block"]
["Corrugated  Steel"]
["Corrugated Aluminium"]
["Ductile Iron"]
["Fibreglass"]
["Glazed Earthenware"]
["Polyethylene"]
["Polyvinylchloride"]
["Timber"]
["Undefined"]
["Stainless Steel"]
["Select Construction Method from list"]
["Cast In-situ"]
["Precast"]
["Prefabricated"]
["Tilt Slab"]
["Undefined"]
["Select Chamber Shape from list"]
["Circular"]
["Irregular"]
["Oval"]
["Rectangular"]
["Undefined"]
["Select Lid Type from list"]
["Grated"]
["Solid"]
["Undefined"]
["Vented"]
["Select Lid Material from list"]
["Undefined"]
["Aluminium"]
["Steel"]
["Select Lid Shape from list"]
["Circular"]
["Oval"]
["Rectangular"]
["Undefined"]
["Select Lid Fixing from list"]
["Fixed In Place"]
["Free"]
["Hinged"]
["Hinged With Tie Off"]
["Screwed"]
["Sliding"]
["Undefined"]
["Select Lid Security from list"]
["Bolted"]
["Free"]
["Lockable"]
["Undefined"]
["Welded"]
["Select Lid Class from list"]
["Class A - Footpaths  For Pedestrians And Cycle ways"]
["Class B - Footpaths For Light Vehicle, Pedestrian Precincts"]
["Class C - Pedestrian Areas With Slow Moving Commercial Vehicles, Parkside Areas, Kerbsides"]
["Class D - Carriageways Roads For Commercial Vehicles"]
["Class E - Industrial Areas"]
["Undefined"]
["Enter Diameter (m)"]
["Enter Length (m)"]
["Enter Width (m)"]
["Enter Depth (m)"]
["Enter Lid RL (m)"]
["Enter Base RL (m)"]
["Enter Lid Diameter (mm)"]
["Enter Lid Length (mm)"]
["Enter Lid Width (mm)"]
["Select Material from list"]
["Brick"]
["Cast Iron"]
["Concrete - Reinforced"]
["Concrete - Unreinforced"]
["Concrete Block"]
["Corrugated  Steel"]
["Corrugated Aluminium"]
["Ductile Iron"]
["Fibreglass"]
["Glazed Earthenware"]
["Polyethylene"]
["Polyvinylchloride"]
["Timber"]
["Undefined"]
["Stainless Steel"]
["Select Construction Method from list"]
["Cast In-situ"]
["Precast"]
["Prefabricated"]
["Tilt Slab"]
["Undefined"]
["Select Chamber Shape from list"]
["Circular"]
["Irregular"]
["Oval"]
["Rectangular"]
["Undefined"]
["Select Lid Type from list"]
["Grated"]
["Solid"]
["Undefined"]
["Vented"]
["Select Lid Material from list"]
["Undefined"]
["Aluminium"]
["Steel"]
["Select Lid Shape from list"]
["Circular"]
["Oval"]
["Rectangular"]
["Undefined"]
["Select Lid Fixing from list"]
["Fixed In Place"]
["Free"]
["Hinged"]
["Hinged With Tie Off"]
["Screwed"]
["Sliding"]
["Undefined"]
["Select Lid Security from list"]
["Bolted"]
["Free"]
["Lockable"]
["Undefined"]
["Welded"]
["Select Lid Class from list"]
["Class A - Footpaths  For Pedestrians And Cycle ways"]
["Class B - Footpaths For Light Vehicle, Pedestrian Precincts"]
["Class C - Pedestrian Areas With Slow Moving Commercial Vehicles, Parkside Areas, Kerbsides"]
["Class D - Carriageways Roads For Commercial Vehicles"]
["Class E - Industrial Areas"]
["Undefined"]
["Enter Diameter (m)"]
["Enter Length (m)"]
["Enter Width (m)"]
["Enter Depth (m)"]
["Enter Lid RL (m)"]
["Enter Base RL (m)"]
["Enter Lid Diameter (mm)"]
["Enter Lid Length (mm)"]
["Enter Lid Width (mm)"]
["Select Material from list"]
["Brick"]
["Cast Iron"]
["Concrete - Reinforced"]
["Concrete - Unreinforced"]
["Concrete Block"]
["Corrugated  Steel"]
["Corrugated Aluminium"]
["Ductile Iron"]
["Fibreglass"]
["Glazed Earthenware"]
["Polyethylene"]
["Polyvinylchloride"]
["Timber"]
["Undefined"]
["Stainless Steel"]
["Select Construction Method from list"]
["Cast In-situ"]
["Precast"]
["Prefabricated"]
["Tilt Slab"]
["Undefined"]
["Select Chamber Shape from list"]
["Circular"]
["Irregular"]
["Oval"]
["Rectangular"]
["Undefined"]
["Select Lid Type from list"]
["Grated"]
["Solid"]
["Undefined"]
["Vented"]
["Select Lid Material from list"]
["Undefined"]
["Aluminium"]
["Steel"]
["Select Lid Shape from list"]
["Circular"]
["Oval"]
["Rectangular"]
["Undefined"]
["Select Lid Fixing from list"]
["Fixed In Place"]
["Free"]
["Hinged"]
["Hinged With Tie Off"]
["Screwed"]
["Sliding"]
["Undefined"]
["Select Lid Security from list"]
["Bolted"]
["Free"]
["Lockable"]
["Undefined"]
["Welded"]
["Select Lid Class from list"]
["Class A - Footpaths  For Pedestrians And Cycle ways"]
["Class B - Footpaths For Light Vehicle, Pedestrian Precincts"]
["Class C - Pedestrian Areas With Slow Moving Commercial Vehicles, Parkside Areas, Kerbsides"]
["Class D - Carriageways Roads For Commercial Vehicles"]
["Class E - Industrial Areas"]
["Undefined"]
["Enter Diameter (m)"]
["Enter Length (m)"]
["Enter Width (m)"]
["Enter Depth (m)"]
["Enter Lid RL (m)"]
["Enter Base RL (m)"]
["Enter Lid Diameter (mm)"]
["Enter Lid Length (mm)"]
["Enter Lid Width (mm)"]
["Enter Manufacturer"]
["Enter Model"]
["Enter Manufacturer"]
["Enter Model"]
["Enter Manufacturer"]
["Enter Model"]
["Enter Manufacturer"]
["Enter Model"]
["Enter Manufacturer"]
["Enter Model"]
["Select TEMP Reserves Act 77 from list"]
["Local Reserve"]
["Recreation Reserve"]
["Not Applicable"]
["Undefined"]
["Enter Area (m2)"]
["Enter TEMP Legal Desc"]
["Enter TEMP Valuation No"]
["Select TEMP Reserves Act 77 from list"]
["Local Reserve"]
["Recreation Reserve"]
["Not Applicable"]
["Undefined"]
["Enter Area (m2)"]
["Enter TEMP Legal Desc"]
["Enter TEMP Valuation No"]
["Select TEMP Reserves Act 77 from list"]
["Local Reserve"]
["Recreation Reserve"]
["Not Applicable"]
["Undefined"]
["Enter Area (m2)"]
["Enter TEMP Legal Desc"]
["Enter TEMP Valuation No"]
["Select TEMP Reserves Act 77 from list"]
["Local Reserve"]
["Recreation Reserve"]
["Not Applicable"]
["Undefined"]
["Enter Area (m2)"]
["Enter TEMP Legal Desc"]
["Enter TEMP Valuation No"]
["Select TEMP Reserves Act 77 from list"]
["Local Reserve"]
["Recreation Reserve"]
["Not Applicable"]
["Undefined"]
["Enter Area (m2)"]
["Enter TEMP Legal Desc"]
["Enter TEMP Valuation No"]
["Select Material from list"]
["Aluminium"]
["Aluflow Aluminium"]
["Asbestos Cement"]
["Asbestos Cement – Everite"]
["Asbestos Cement – Fibrolite"]
["Asbestos Cement – Superite"]
["Brick"]
["Cast Iron"]
["Ceramic"]
["Concrete - Reinforced"]
["Concrete - Unreinforced"]
["Corrugated Aluminium"]
["Corrugated Iron"]
["Corrugated Steel"]
["Corrugated Steel Galvanised"]
["Ductile Iron"]
["Earthenware"]
["Fibreglass"]
["Galvanised Iron"]
["Galvanised Steel"]
["Polyethylene - High Density"]
["Polyethylene - High-Density (Perforated)"]
["Polyethylene - Low Density"]
["Polyethylene - Medium (PE100)"]
["Polyethylene - Medium (PE80)"]
["Polyethylene - Medium Density"]
["Polypropylene"]
["Polyvinylchloride - Old"]
["Polyvinylchloride - Undefined"]
["Polyvinylchloride-M"]
["Polyvinylchloride-O"]
["Polyvinylchloride-U"]
["Polyvinylchloride-U (Perforated)"]
["Relined - Cure In Place"]
["Relined - Fold And Form Pac"]
["Relined - Spiral Wound Pac"]
["Stainless Steel"]
["Steel"]
["Steel Spiral Riveted"]
["Steel Spiral Welded"]
["Undefined"]
["Select Installation Method from list"]
["Above Ground"]
["Chain Trenching"]
["Drill Or Bore"]
["Open Trench"]
["Pipe Burst"]
["Plough"]
["Thrust"]
["Tunnel"]
["Undefined"]
["Select Locality from list"]
["Above Ground - Enclosed"]
["Above Ground - Exposed"]
["Submerged"]
["Undefined"]
["Underground - Buried"]
["Underground - Enclosed"]
["Select Pipe Purpose from list"]
["Bypass"]
["Fire"]
["Flush"]
["Main"]
["Relief"]
["Rider"]
["Rising"]
["Service Line"]
["Supply"]
["Transfer"]
["Trunk"]
["Undefined"]
["Select Pipe Type from list"]
["Gravity"]
["Pressure"]
["Syphon"]
["Undefined"]
["Vacuum"]
["Select External Coating from list"]
["Coal Tar Enamel"]
["Epoxy"]
["Fusion bonded Epoxy"]
["Galvanised"]
["Heat Shrink \"Black Jacket\""]
["Painted"]
["Polyethylene"]
["Polymer"]
["Sintakote"]
["Taped"]
["Uncoated"]
["Undefined"]
["Select Joint Type from list"]
["Butt Weld"]
["Electro fusion Coupling Weld Joint (PE, Steel)"]
["Flanged"]
["Flush Joint"]
["Fusion Welded"]
["Gibault"]
["Mechanical Coupling Joint"]
["Push Fit"]
["Rubber Ring Joint"]
["Rubber Ring Joint embedded with metallic locking segments (EG: Tyton- Lock)"]
["Solvent Cement Joint"]
["Undefined"]
["Select Pipe Class from list"]
["Class 10"]
["Class 2"]
["Class 3"]
["Class 4"]
["Class 6"]
["Class 8"]
["Class A (PN3 - 300kPa)"]
["Class B (PN6 - 600kPa)"]
["Class C (PN9 - 900kPa)"]
["Class D (PN12 - 1200kPa)"]
["Class E (PN15 - 1500kPa)"]
["Class F (PN18 - 1800kPa)"]
["Class G (PN20 - 2000kPa)"]
["Class X (Class 2)"]
["Class Y (Class 3)"]
["Class Z (Class 4)"]
["PN01"]
["PN04"]
["PN04.5"]
["PN05"]
["PN06"]
["PN06.3"]
["PN08"]
["PN09"]
["PN10"]
["PN12"]
["PN12.5"]
["PN15"]
["PN16"]
["PN18"]
["PN20"]
["PN25"]
["PN32"]
["SN04"]
["SN06"]
["SN08"]
["SN10"]
["SN16"]
["Undefined"]
["Enter Diameter (mm)"]
["Enter Length (m)"]
["Enter TEMP Reline Material"]
["Select Material from list"]
["Aluminium"]
["Aluflow Aluminium"]
["Asbestos Cement"]
["Asbestos Cement – Everite"]
["Asbestos Cement – Fibrolite"]
["Asbestos Cement – Superite"]
["Brick"]
["Cast Iron"]
["Ceramic"]
["Concrete - Reinforced"]
["Concrete - Unreinforced"]
["Corrugated Aluminium"]
["Corrugated Iron"]
["Corrugated Steel"]
["Corrugated Steel Galvanised"]
["Ductile Iron"]
["Earthenware"]
["Fibreglass"]
["Galvanised Iron"]
["Galvanised Steel"]
["Polyethylene - High Density"]
["Polyethylene - High-Density (Perforated)"]
["Polyethylene - Low Density"]
["Polyethylene - Medium (PE100)"]
["Polyethylene - Medium (PE80)"]
["Polyethylene - Medium Density"]
["Polypropylene"]
["Polyvinylchloride - Old"]
["Polyvinylchloride - Undefined"]
["Polyvinylchloride-M"]
["Polyvinylchloride-O"]
["Polyvinylchloride-U"]
["Polyvinylchloride-U (Perforated)"]
["Relined - Cure In Place"]
["Relined - Fold And Form Pac"]
["Relined - Spiral Wound Pac"]
["Stainless Steel"]
["Steel"]
["Steel Spiral Riveted"]
["Steel Spiral Welded"]
["Undefined"]
["Select Installation Method from list"]
["Above Ground"]
["Chain Trenching"]
["Drill Or Bore"]
["Open Trench"]
["Pipe Burst"]
["Plough"]
["Thrust"]
["Tunnel"]
["Undefined"]
["Select Locality from list"]
["Above Ground - Enclosed"]
["Above Ground - Exposed"]
["Submerged"]
["Undefined"]
["Underground - Buried"]
["Underground - Enclosed"]
["Select Pipe Purpose from list"]
["Bypass"]
["Fire"]
["Flush"]
["Main"]
["Relief"]
["Rider"]
["Rising"]
["Service Line"]
["Supply"]
["Transfer"]
["Trunk"]
["Undefined"]
["Select Pipe Type from list"]
["Gravity"]
["Pressure"]
["Syphon"]
["Undefined"]
["Vacuum"]
["Select External Coating from list"]
["Coal Tar Enamel"]
["Epoxy"]
["Fusion bonded Epoxy"]
["Galvanised"]
["Heat Shrink \"Black Jacket\""]
["Painted"]
["Polyethylene"]
["Polymer"]
["Sintakote"]
["Taped"]
["Uncoated"]
["Undefined"]
["Select Joint Type from list"]
["Butt Weld"]
["Electro fusion Coupling Weld Joint (PE, Steel)"]
["Flanged"]
["Flush Joint"]
["Fusion Welded"]
["Gibault"]
["Mechanical Coupling Joint"]
["Push Fit"]
["Rubber Ring Joint"]
["Rubber Ring Joint embedded with metallic locking segments (EG: Tyton- Lock)"]
["Solvent Cement Joint"]
["Undefined"]
["Select Pipe Class from list"]
["Class 10"]
["Class 2"]
["Class 3"]
["Class 4"]
["Class 6"]
["Class 8"]
["Class A (PN3 - 300kPa)"]
["Class B (PN6 - 600kPa)"]
["Class C (PN9 - 900kPa)"]
["Class D (PN12 - 1200kPa)"]
["Class E (PN15 - 1500kPa)"]
["Class F (PN18 - 1800kPa)"]
["Class G (PN20 - 2000kPa)"]
["Class X (Class 2)"]
["Class Y (Class 3)"]
["Class Z (Class 4)"]
["PN01"]
["PN04"]
["PN04.5"]
["PN05"]
["PN06"]
["PN06.3"]
["PN08"]
["PN09"]
["PN10"]
["PN12"]
["PN12.5"]
["PN15"]
["PN16"]
["PN18"]
["PN20"]
["PN25"]
["PN32"]
["SN04"]
["SN06"]
["SN08"]
["SN10"]
["SN16"]
["Undefined"]
["Enter Diameter (mm)"]
["Enter Length (m)"]
["Enter TEMP Reline Material"]
["Select Material from list"]
["Aluminium"]
["Aluflow Aluminium"]
["Asbestos Cement"]
["Asbestos Cement – Everite"]
["Asbestos Cement – Fibrolite"]
["Asbestos Cement – Superite"]
["Brick"]
["Cast Iron"]
["Ceramic"]
["Concrete - Reinforced"]
["Concrete - Unreinforced"]
["Corrugated Aluminium"]
["Corrugated Iron"]
["Corrugated Steel"]
["Corrugated Steel Galvanised"]
["Ductile Iron"]
["Earthenware"]
["Fibreglass"]
["Galvanised Iron"]
["Galvanised Steel"]
["Polyethylene - High Density"]
["Polyethylene - High-Density (Perforated)"]
["Polyethylene - Low Density"]
["Polyethylene - Medium (PE100)"]
["Polyethylene - Medium (PE80)"]
["Polyethylene - Medium Density"]
["Polypropylene"]
["Polyvinylchloride - Old"]
["Polyvinylchloride - Undefined"]
["Polyvinylchloride-M"]
["Polyvinylchloride-O"]
["Polyvinylchloride-U"]
["Polyvinylchloride-U (Perforated)"]
["Relined - Cure In Place"]
["Relined - Fold And Form Pac"]
["Relined - Spiral Wound Pac"]
["Stainless Steel"]
["Steel"]
["Steel Spiral Riveted"]
["Steel Spiral Welded"]
["Undefined"]
["Select Installation Method from list"]
["Above Ground"]
["Chain Trenching"]
["Drill Or Bore"]
["Open Trench"]
["Pipe Burst"]
["Plough"]
["Thrust"]
["Tunnel"]
["Undefined"]
["Select Locality from list"]
["Above Ground - Enclosed"]
["Above Ground - Exposed"]
["Submerged"]
["Undefined"]
["Underground - Buried"]
["Underground - Enclosed"]
["Select Pipe Purpose from list"]
["Bypass"]
["Fire"]
["Flush"]
["Main"]
["Relief"]
["Rider"]
["Rising"]
["Service Line"]
["Supply"]
["Transfer"]
["Trunk"]
["Undefined"]
["Select Pipe Type from list"]
["Gravity"]
["Pressure"]
["Syphon"]
["Undefined"]
["Vacuum"]
["Select External Coating from list"]
["Coal Tar Enamel"]
["Epoxy"]
["Fusion bonded Epoxy"]
["Galvanised"]
["Heat Shrink \"Black Jacket\""]
["Painted"]
["Polyethylene"]
["Polymer"]
["Sintakote"]
["Taped"]
["Uncoated"]
["Undefined"]
["Select Joint Type from list"]
["Butt Weld"]
["Electro fusion Coupling Weld Joint (PE, Steel)"]
["Flanged"]
["Flush Joint"]
["Fusion Welded"]
["Gibault"]
["Mechanical Coupling Joint"]
["Push Fit"]
["Rubber Ring Joint"]
["Rubber Ring Joint embedded with metallic locking segments (EG: Tyton- Lock)"]
["Solvent Cement Joint"]
["Undefined"]
["Select Pipe Class from list"]
["Class 10"]
["Class 2"]
["Class 3"]
["Class 4"]
["Class 6"]
["Class 8"]
["Class A (PN3 - 300kPa)"]
["Class B (PN6 - 600kPa)"]
["Class C (PN9 - 900kPa)"]
["Class D (PN12 - 1200kPa)"]
["Class E (PN15 - 1500kPa)"]
["Class F (PN18 - 1800kPa)"]
["Class G (PN20 - 2000kPa)"]
["Class X (Class 2)"]
["Class Y (Class 3)"]
["Class Z (Class 4)"]
["PN01"]
["PN04"]
["PN04.5"]
["PN05"]
["PN06"]
["PN06.3"]
["PN08"]
["PN09"]
["PN10"]
["PN12"]
["PN12.5"]
["PN15"]
["PN16"]
["PN18"]
["PN20"]
["PN25"]
["PN32"]
["SN04"]
["SN06"]
["SN08"]
["SN10"]
["SN16"]
["Undefined"]
["Enter Diameter (mm)"]
["Enter Length (m)"]
["Enter TEMP Reline Material"]
["Select Material from list"]
["Aluminium"]
["Aluflow Aluminium"]
["Asbestos Cement"]
["Asbestos Cement – Everite"]
["Asbestos Cement – Fibrolite"]
["Asbestos Cement – Superite"]
["Brick"]
["Cast Iron"]
["Ceramic"]
["Concrete - Reinforced"]
["Concrete - Unreinforced"]
["Corrugated Aluminium"]
["Corrugated Iron"]
["Corrugated Steel"]
["Corrugated Steel Galvanised"]
["Ductile Iron"]
["Earthenware"]
["Fibreglass"]
["Galvanised Iron"]
["Galvanised Steel"]
["Polyethylene - High Density"]
["Polyethylene - High-Density (Perforated)"]
["Polyethylene - Low Density"]
["Polyethylene - Medium (PE100)"]
["Polyethylene - Medium (PE80)"]
["Polyethylene - Medium Density"]
["Polypropylene"]
["Polyvinylchloride - Old"]
["Polyvinylchloride - Undefined"]
["Polyvinylchloride-M"]
["Polyvinylchloride-O"]
["Polyvinylchloride-U"]
["Polyvinylchloride-U (Perforated)"]
["Relined - Cure In Place"]
["Relined - Fold And Form Pac"]
["Relined - Spiral Wound Pac"]
["Stainless Steel"]
["Steel"]
["Steel Spiral Riveted"]
["Steel Spiral Welded"]
["Undefined"]
["Select Installation Method from list"]
["Above Ground"]
["Chain Trenching"]
["Drill Or Bore"]
["Open Trench"]
["Pipe Burst"]
["Plough"]
["Thrust"]
["Tunnel"]
["Undefined"]
["Select Locality from list"]
["Above Ground - Enclosed"]
["Above Ground - Exposed"]
["Submerged"]
["Undefined"]
["Underground - Buried"]
["Underground - Enclosed"]
["Select Pipe Purpose from list"]
["Bypass"]
["Fire"]
["Flush"]
["Main"]
["Relief"]
["Rider"]
["Rising"]
["Service Line"]
["Supply"]
["Transfer"]
["Trunk"]
["Undefined"]
["Select Pipe Type from list"]
["Gravity"]
["Pressure"]
["Syphon"]
["Undefined"]
["Vacuum"]
["Select External Coating from list"]
["Coal Tar Enamel"]
["Epoxy"]
["Fusion bonded Epoxy"]
["Galvanised"]
["Heat Shrink \"Black Jacket\""]
["Painted"]
["Polyethylene"]
["Polymer"]
["Sintakote"]
["Taped"]
["Uncoated"]
["Undefined"]
["Select Joint Type from list"]
["Butt Weld"]
["Electro fusion Coupling Weld Joint (PE, Steel)"]
["Flanged"]
["Flush Joint"]
["Fusion Welded"]
["Gibault"]
["Mechanical Coupling Joint"]
["Push Fit"]
["Rubber Ring Joint"]
["Rubber Ring Joint embedded with metallic locking segments (EG: Tyton- Lock)"]
["Solvent Cement Joint"]
["Undefined"]
["Select Pipe Class from list"]
["Class 10"]
["Class 2"]
["Class 3"]
["Class 4"]
["Class 6"]
["Class 8"]
["Class A (PN3 - 300kPa)"]
["Class B (PN6 - 600kPa)"]
["Class C (PN9 - 900kPa)"]
["Class D (PN12 - 1200kPa)"]
["Class E (PN15 - 1500kPa)"]
["Class F (PN18 - 1800kPa)"]
["Class G (PN20 - 2000kPa)"]
["Class X (Class 2)"]
["Class Y (Class 3)"]
["Class Z (Class 4)"]
["PN01"]
["PN04"]
["PN04.5"]
["PN05"]
["PN06"]
["PN06.3"]
["PN08"]
["PN09"]
["PN10"]
["PN12"]
["PN12.5"]
["PN15"]
["PN16"]
["PN18"]
["PN20"]
["PN25"]
["PN32"]
["SN04"]
["SN06"]
["SN08"]
["SN10"]
["SN16"]
["Undefined"]
["Enter Diameter (mm)"]
["Enter Length (m)"]
["Enter TEMP Reline Material"]
["Select Material from list"]
["Aluminium"]
["Aluflow Aluminium"]
["Asbestos Cement"]
["Asbestos Cement – Everite"]
["Asbestos Cement – Fibrolite"]
["Asbestos Cement – Superite"]
["Brick"]
["Cast Iron"]
["Ceramic"]
["Concrete - Reinforced"]
["Concrete - Unreinforced"]
["Corrugated Aluminium"]
["Corrugated Iron"]
["Corrugated Steel"]
["Corrugated Steel Galvanised"]
["Ductile Iron"]
["Earthenware"]
["Fibreglass"]
["Galvanised Iron"]
["Galvanised Steel"]
["Polyethylene - High Density"]
["Polyethylene - High-Density (Perforated)"]
["Polyethylene - Low Density"]
["Polyethylene - Medium (PE100)"]
["Polyethylene - Medium (PE80)"]
["Polyethylene - Medium Density"]
["Polypropylene"]
["Polyvinylchloride - Old"]
["Polyvinylchloride - Undefined"]
["Polyvinylchloride-M"]
["Polyvinylchloride-O"]
["Polyvinylchloride-U"]
["Polyvinylchloride-U (Perforated)"]
["Relined - Cure In Place"]
["Relined - Fold And Form Pac"]
["Relined - Spiral Wound Pac"]
["Stainless Steel"]
["Steel"]
["Steel Spiral Riveted"]
["Steel Spiral Welded"]
["Undefined"]
["Select Installation Method from list"]
["Above Ground"]
["Chain Trenching"]
["Drill Or Bore"]
["Open Trench"]
["Pipe Burst"]
["Plough"]
["Thrust"]
["Tunnel"]
["Undefined"]
["Select Locality from list"]
["Above Ground - Enclosed"]
["Above Ground - Exposed"]
["Submerged"]
["Undefined"]
["Underground - Buried"]
["Underground - Enclosed"]
["Select Pipe Purpose from list"]
["Bypass"]
["Fire"]
["Flush"]
["Main"]
["Relief"]
["Rider"]
["Rising"]
["Service Line"]
["Supply"]
["Transfer"]
["Trunk"]
["Undefined"]
["Select Pipe Type from list"]
["Gravity"]
["Pressure"]
["Syphon"]
["Undefined"]
["Vacuum"]
["Select External Coating from list"]
["Coal Tar Enamel"]
["Epoxy"]
["Fusion bonded Epoxy"]
["Galvanised"]
["Heat Shrink \"Black Jacket\""]
["Painted"]
["Polyethylene"]
["Polymer"]
["Sintakote"]
["Taped"]
["Uncoated"]
["Undefined"]
["Select Joint Type from list"]
["Butt Weld"]
["Electro fusion Coupling Weld Joint (PE, Steel)"]
["Flanged"]
["Flush Joint"]
["Fusion Welded"]
["Gibault"]
["Mechanical Coupling Joint"]
["Push Fit"]
["Rubber Ring Joint"]
["Rubber Ring Joint embedded with metallic locking segments (EG: Tyton- Lock)"]
["Solvent Cement Joint"]
["Undefined"]
["Select Pipe Class from list"]
["Class 10"]
["Class 2"]
["Class 3"]
["Class 4"]
["Class 6"]
["Class 8"]
["Class A (PN3 - 300kPa)"]
["Class B (PN6 - 600kPa)"]
["Class C (PN9 - 900kPa)"]
["Class D (PN12 - 1200kPa)"]
["Class E (PN15 - 1500kPa)"]
["Class F (PN18 - 1800kPa)"]
["Class G (PN20 - 2000kPa)"]
["Class X (Class 2)"]
["Class Y (Class 3)"]
["Class Z (Class 4)"]
["PN01"]
["PN04"]
["PN04.5"]
["PN05"]
["PN06"]
["PN06.3"]
["PN08"]
["PN09"]
["PN10"]
["PN12"]
["PN12.5"]
["PN15"]
["PN16"]
["PN18"]
["PN20"]
["PN25"]
["PN32"]
["SN04"]
["SN06"]
["SN08"]
["SN10"]
["SN16"]
["Undefined"]
["Enter Diameter (mm)"]
["Enter Length (m)"]
["Enter TEMP Reline Material"]
["Enter Manufacturer"]
["Enter Serial Number"]
["Enter Manufacturer"]
["Enter Serial Number"]
["Enter Manufacturer"]
["Enter Serial Number"]
["Enter Manufacturer"]
["Enter Serial Number"]
["Enter Manufacturer"]
["Enter Serial Number"]
["Select Valve Type from list"]
["Air Release (Standard)"]
["Altitude"]
["Ball"]
["Butterfly"]
["Combination Air"]
["Diaphragm"]
["Duck Bill"]
["Float"]
["Flow Control"]
["Gate"]
["Non Return Valve"]
["Penstock"]
["Plug (Tap)"]
["Undefined"]
["Select Box Type from list"]
["Aluminium"]
["Cast Iron"]
["None"]
["Plastic - Jumbo"]
["Plastic - Narrow"]
["Plastic - Old"]
["Plastic - Regular"]
["RPZ Cover"]
["Steel Cage"]
["Timber"]
["Undefined"]
["Select Meter Type from list"]
["Electrical"]
["Mechanical"]
["None"]
["Non-Meter Ready"]
["Not Yet Assessed"]
["Undefined"]
["Select Backflow Type from list"]
["Air Gap"]
["Double Check - Testable"]
["Dual Check - Non Testable"]
["RPZ - Testable"]
["Single Check - Non Testable"]
["Single Check - Testable"]
["Undefined"]
["Select Backflow Hazard Cat from list"]
["High"]
["Low"]
["Medium"]
["Undefined"]
["Enter Diameter (mm)"]
["Enter Isolation Valve Qty"]
["Enter Meter Serial Number"]
["Select Valve Type from list"]
["Air Release (Standard)"]
["Altitude"]
["Ball"]
["Butterfly"]
["Combination Air"]
["Diaphragm"]
["Duck Bill"]
["Float"]
["Flow Control"]
["Gate"]
["Non Return Valve"]
["Penstock"]
["Plug (Tap)"]
["Undefined"]
["Select Box Type from list"]
["Aluminium"]
["Cast Iron"]
["None"]
["Plastic - Jumbo"]
["Plastic - Narrow"]
["Plastic - Old"]
["Plastic - Regular"]
["RPZ Cover"]
["Steel Cage"]
["Timber"]
["Undefined"]
["Select Meter Type from list"]
["Electrical"]
["Mechanical"]
["None"]
["Non-Meter Ready"]
["Not Yet Assessed"]
["Undefined"]
["Select Backflow Type from list"]
["Air Gap"]
["Double Check - Testable"]
["Dual Check - Non Testable"]
["RPZ - Testable"]
["Single Check - Non Testable"]
["Single Check - Testable"]
["Undefined"]
["Select Backflow Hazard Cat from list"]
["High"]
["Low"]
["Medium"]
["Undefined"]
["Enter Diameter (mm)"]
["Enter Isolation Valve Qty"]
["Enter Meter Serial Number"]
["Select Valve Type from list"]
["Air Release (Standard)"]
["Altitude"]
["Ball"]
["Butterfly"]
["Combination Air"]
["Diaphragm"]
["Duck Bill"]
["Float"]
["Flow Control"]
["Gate"]
["Non Return Valve"]
["Penstock"]
["Plug (Tap)"]
["Undefined"]
["Select Box Type from list"]
["Aluminium"]
["Cast Iron"]
["None"]
["Plastic - Jumbo"]
["Plastic - Narrow"]
["Plastic - Old"]
["Plastic - Regular"]
["RPZ Cover"]
["Steel Cage"]
["Timber"]
["Undefined"]
["Select Meter Type from list"]
["Electrical"]
["Mechanical"]
["None"]
["Non-Meter Ready"]
["Not Yet Assessed"]
["Undefined"]
["Select Backflow Type from list"]
["Air Gap"]
["Double Check - Testable"]
["Dual Check - Non Testable"]
["RPZ - Testable"]
["Single Check - Non Testable"]
["Single Check - Testable"]
["Undefined"]
["Select Backflow Hazard Cat from list"]
["High"]
["Low"]
["Medium"]
["Undefined"]
["Enter Diameter (mm)"]
["Enter Isolation Valve Qty"]
["Enter Meter Serial Number"]
["Select Valve Type from list"]
["Air Release (Standard)"]
["Altitude"]
["Ball"]
["Butterfly"]
["Combination Air"]
["Diaphragm"]
["Duck Bill"]
["Float"]
["Flow Control"]
["Gate"]
["Non Return Valve"]
["Penstock"]
["Plug (Tap)"]
["Undefined"]
["Select Box Type from list"]
["Aluminium"]
["Cast Iron"]
["None"]
["Plastic - Jumbo"]
["Plastic - Narrow"]
["Plastic - Old"]
["Plastic - Regular"]
["RPZ Cover"]
["Steel Cage"]
["Timber"]
["Undefined"]
["Select Meter Type from list"]
["Electrical"]
["Mechanical"]
["None"]
["Non-Meter Ready"]
["Not Yet Assessed"]
["Undefined"]
["Select Backflow Type from list"]
["Air Gap"]
["Double Check - Testable"]
["Dual Check - Non Testable"]
["RPZ - Testable"]
["Single Check - Non Testable"]
["Single Check - Testable"]
["Undefined"]
["Select Backflow Hazard Cat from list"]
["High"]
["Low"]
["Medium"]
["Undefined"]
["Enter Diameter (mm)"]
["Enter Isolation Valve Qty"]
["Enter Meter Serial Number"]
["Select Valve Type from list"]
["Air Release (Standard)"]
["Altitude"]
["Ball"]
["Butterfly"]
["Combination Air"]
["Diaphragm"]
["Duck Bill"]
["Float"]
["Flow Control"]
["Gate"]
["Non Return Valve"]
["Penstock"]
["Plug (Tap)"]
["Undefined"]
["Select Box Type from list"]
["Aluminium"]
["Cast Iron"]
["None"]
["Plastic - Jumbo"]
["Plastic - Narrow"]
["Plastic - Old"]
["Plastic - Regular"]
["RPZ Cover"]
["Steel Cage"]
["Timber"]
["Undefined"]
["Select Meter Type from list"]
["Electrical"]
["Mechanical"]
["None"]
["Non-Meter Ready"]
["Not Yet Assessed"]
["Undefined"]
["Select Backflow Type from list"]
["Air Gap"]
["Double Check - Testable"]
["Dual Check - Non Testable"]
["RPZ - Testable"]
["Single Check - Non Testable"]
["Single Check - Testable"]
["Undefined"]
["Select Backflow Hazard Cat from list"]
["High"]
["Low"]
["Medium"]
["Undefined"]
["Enter Diameter (mm)"]
["Enter Isolation Valve Qty"]
["Enter Meter Serial Number"]
["Select Material from list"]
["Aluminium"]
["Brass"]
["Brick"]
["Bronze"]
["Concrete"]
["Concrete - Reinforced"]
["Concrete - Unreinforced"]
["Ductile Iron"]
["Fibre Cement Sheets"]
["Fibreglass"]
["Galvanised Wrought Iron"]
["Grey Cast Iron"]
["Helicore Aluminium"]
["Iron"]
["Malleable Iron"]
["Mild Steel Welded"]
["Polystyrene Blocks"]
["Rubber"]
["Spiral Wound Aluminium"]
["Spiral Wound Steel/Aluminium"]
["Stainless Steel"]
["Stainless Steel (Grade 316)"]
["Steel Galvanised"]
["Steel"]
["Timber"]
["Undefined"]
["Wrought Iron"]
["Enter Length (m)"]
["Select Material from list"]
["Aluminium"]
["Brass"]
["Brick"]
["Bronze"]
["Concrete"]
["Concrete - Reinforced"]
["Concrete - Unreinforced"]
["Ductile Iron"]
["Fibre Cement Sheets"]
["Fibreglass"]
["Galvanised Wrought Iron"]
["Grey Cast Iron"]
["Helicore Aluminium"]
["Iron"]
["Malleable Iron"]
["Mild Steel Welded"]
["Polystyrene Blocks"]
["Rubber"]
["Spiral Wound Aluminium"]
["Spiral Wound Steel/Aluminium"]
["Stainless Steel"]
["Stainless Steel (Grade 316)"]
["Steel Galvanised"]
["Steel"]
["Timber"]
["Undefined"]
["Wrought Iron"]
["Enter Length (m)"]
["Select Material from list"]
["Aluminium"]
["Brass"]
["Brick"]
["Bronze"]
["Concrete"]
["Concrete - Reinforced"]
["Concrete - Unreinforced"]
["Ductile Iron"]
["Fibre Cement Sheets"]
["Fibreglass"]
["Galvanised Wrought Iron"]
["Grey Cast Iron"]
["Helicore Aluminium"]
["Iron"]
["Malleable Iron"]
["Mild Steel Welded"]
["Polystyrene Blocks"]
["Rubber"]
["Spiral Wound Aluminium"]
["Spiral Wound Steel/Aluminium"]
["Stainless Steel"]
["Stainless Steel (Grade 316)"]
["Steel Galvanised"]
["Steel"]
["Timber"]
["Undefined"]
["Wrought Iron"]
["Enter Length (m)"]
["Select Material from list"]
["Aluminium"]
["Brass"]
["Brick"]
["Bronze"]
["Concrete"]
["Concrete - Reinforced"]
["Concrete - Unreinforced"]
["Ductile Iron"]
["Fibre Cement Sheets"]
["Fibreglass"]
["Galvanised Wrought Iron"]
["Grey Cast Iron"]
["Helicore Aluminium"]
["Iron"]
["Malleable Iron"]
["Mild Steel Welded"]
["Polystyrene Blocks"]
["Rubber"]
["Spiral Wound Aluminium"]
["Spiral Wound Steel/Aluminium"]
["Stainless Steel"]
["Stainless Steel (Grade 316)"]
["Steel Galvanised"]
["Steel"]
["Timber"]
["Undefined"]
["Wrought Iron"]
["Enter Length (m)"]
["Select Material from list"]
["Aluminium"]
["Brass"]
["Brick"]
["Bronze"]
["Concrete"]
["Concrete - Reinforced"]
["Concrete - Unreinforced"]
["Ductile Iron"]
["Fibre Cement Sheets"]
["Fibreglass"]
["Galvanised Wrought Iron"]
["Grey Cast Iron"]
["Helicore Aluminium"]
["Iron"]
["Malleable Iron"]
["Mild Steel Welded"]
["Polystyrene Blocks"]
["Rubber"]
["Spiral Wound Aluminium"]
["Spiral Wound Steel/Aluminium"]
["Stainless Steel"]
["Stainless Steel (Grade 316)"]
["Steel Galvanised"]
["Steel"]
["Timber"]
["Undefined"]
["Wrought Iron"]
["Enter Length (m)"]
["Select Material from list"]
["Concrete - Reinforced"]
["Aluminium"]
["Concrete - Unreinforced"]
["Concrete Block"]
["Fibre Cement Sheets"]
["Steel"]
["Timber"]
["Undefined"]
["Select Construction Method from list"]
["Cast In-situ"]
["Precast"]
["Prefabricated"]
["Tilt Slab"]
["Undefined"]
["Enter Length (m)"]
["Enter Width (m)"]
["Enter Top RL (m)"]
["Enter Base RL (m)"]
["Select Material from list"]
["Concrete - Reinforced"]
["Aluminium"]
["Concrete - Unreinforced"]
["Concrete Block"]
["Fibre Cement Sheets"]
["Steel"]
["Timber"]
["Undefined"]
["Select Construction Method from list"]
["Cast In-situ"]
["Precast"]
["Prefabricated"]
["Tilt Slab"]
["Undefined"]
["Enter Length (m)"]
["Enter Width (m)"]
["Enter Top RL (m)"]
["Enter Base RL (m)"]
["Select Material from list"]
["Concrete - Reinforced"]
["Aluminium"]
["Concrete - Unreinforced"]
["Concrete Block"]
["Fibre Cement Sheets"]
["Steel"]
["Timber"]
["Undefined"]
["Select Construction Method from list"]
["Cast In-situ"]
["Precast"]
["Prefabricated"]
["Tilt Slab"]
["Undefined"]
["Enter Length (m)"]
["Enter Width (m)"]
["Enter Top RL (m)"]
["Enter Base RL (m)"]
["Select Material from list"]
["Concrete - Reinforced"]
["Aluminium"]
["Concrete - Unreinforced"]
["Concrete Block"]
["Fibre Cement Sheets"]
["Steel"]
["Timber"]
["Undefined"]
["Select Construction Method from list"]
["Cast In-situ"]
["Precast"]
["Prefabricated"]
["Tilt Slab"]
["Undefined"]
["Enter Length (m)"]
["Enter Width (m)"]
["Enter Top RL (m)"]
["Enter Base RL (m)"]
["Select Material from list"]
["Concrete - Reinforced"]
["Aluminium"]
["Concrete - Unreinforced"]
["Concrete Block"]
["Fibre Cement Sheets"]
["Steel"]
["Timber"]
["Undefined"]
["Select Construction Method from list"]
["Cast In-situ"]
["Precast"]
["Prefabricated"]
["Tilt Slab"]
["Undefined"]
["Enter Length (m)"]
["Enter Width (m)"]
["Enter Top RL (m)"]
["Enter Base RL (m)"]
["Select Locality from list"]
["Above Ground - Enclosed"]
["Above Ground - Exposed"]
["Submerged"]
["Undefined"]
["Underground - Buried"]
["Underground - Enclosed"]
["Select Valve State from list"]
["Dynamic"]
["Normally Closed"]
["Normally Open"]
["Partially Opened"]
["Undefined"]
["Select Material from list"]
["Aluminium"]
["Brass"]
["Cast Iron"]
["Ductile Iron"]
["Galvanised Wrought Iron"]
["Mild Steel"]
["Polyethylene"]
["Polyvinylchloride"]
["Enter Diameter (mm)"]
["Select Locality from list"]
["Above Ground - Enclosed"]
["Above Ground - Exposed"]
["Submerged"]
["Undefined"]
["Underground - Buried"]
["Underground - Enclosed"]
["Select Valve State from list"]
["Dynamic"]
["Normally Closed"]
["Normally Open"]
["Partially Opened"]
["Undefined"]
["Select Material from list"]
["Aluminium"]
["Brass"]
["Cast Iron"]
["Ductile Iron"]
["Galvanised Wrought Iron"]
["Mild Steel"]
["Polyethylene"]
["Polyvinylchloride"]
["Enter Diameter (mm)"]
["Select Locality from list"]
["Above Ground - Enclosed"]
["Above Ground - Exposed"]
["Submerged"]
["Undefined"]
["Underground - Buried"]
["Underground - Enclosed"]
["Select Valve State from list"]
["Dynamic"]
["Normally Closed"]
["Normally Open"]
["Partially Opened"]
["Undefined"]
["Select Material from list"]
["Aluminium"]
["Brass"]
["Cast Iron"]
["Ductile Iron"]
["Galvanised Wrought Iron"]
["Mild Steel"]
["Polyethylene"]
["Polyvinylchloride"]
["Enter Diameter (mm)"]
["Select Locality from list"]
["Above Ground - Enclosed"]
["Above Ground - Exposed"]
["Submerged"]
["Undefined"]
["Underground - Buried"]
["Underground - Enclosed"]
["Select Valve State from list"]
["Dynamic"]
["Normally Closed"]
["Normally Open"]
["Partially Opened"]
["Undefined"]
["Select Material from list"]
["Aluminium"]
["Brass"]
["Cast Iron"]
["Ductile Iron"]
["Galvanised Wrought Iron"]
["Mild Steel"]
["Polyethylene"]
["Polyvinylchloride"]
["Enter Diameter (mm)"]
["Select Locality from list"]
["Above Ground - Enclosed"]
["Above Ground - Exposed"]
["Submerged"]
["Undefined"]
["Underground - Buried"]
["Underground - Enclosed"]
["Select Valve State from list"]
["Dynamic"]
["Normally Closed"]
["Normally Open"]
["Partially Opened"]
["Undefined"]
["Select Material from list"]
["Aluminium"]
["Brass"]
["Cast Iron"]
["Ductile Iron"]
["Galvanised Wrought Iron"]
["Mild Steel"]
["Polyethylene"]
["Polyvinylchloride"]
["Enter Diameter (mm)"]
["Enter Manufacturer"]
["Enter Manufacturer"]
["Enter Manufacturer"]
["Enter Manufacturer"]
["Enter Manufacturer"]
["Select Input Voltage (V) from list"]
["120V (A.C)"]
["12V (D.C)"]
["240V (A.C)"]
["24V (D.C)"]
["430V (A.C)"]
["Undefined"]
["Select Locality from list"]
["Above Ground - Enclosed"]
["Above Ground - Exposed"]
["Submerged"]
["Undefined"]
["Underground - Buried"]
["Underground - Enclosed"]
["Select Monitoring Type from list"]
["Internal Logger"]
["Remote Logger"]
["SCADA"]
["Undefined"]
["Select Comms Protocol from list"]
["0-5 volts"]
["4-20mA"]
["Datran"]
["DF1"]
["Modbus"]
["RS232"]
["Undefined"]
["Select Output Pulsed from list"]
["Yes"]
["No"]
["Undefined"]
["Enter Calibration Agent"]
["Enter Calibration Number"]
["Enter Calibration Exp Date"]
["Enter Diameter (mm)"]
["Enter Cable Length (m)"]
["Enter Instrument Range"]
["Select Input Voltage (V) from list"]
["120V (A.C)"]
["12V (D.C)"]
["240V (A.C)"]
["24V (D.C)"]
["430V (A.C)"]
["Undefined"]
["Select Locality from list"]
["Above Ground - Enclosed"]
["Above Ground - Exposed"]
["Submerged"]
["Undefined"]
["Underground - Buried"]
["Underground - Enclosed"]
["Select Monitoring Type from list"]
["Internal Logger"]
["Remote Logger"]
["SCADA"]
["Undefined"]
["Select Comms Protocol from list"]
["0-5 volts"]
["4-20mA"]
["Datran"]
["DF1"]
["Modbus"]
["RS232"]
["Undefined"]
["Select Output Pulsed from list"]
["Yes"]
["No"]
["Undefined"]
["Enter Calibration Agent"]
["Enter Calibration Number"]
["Enter Calibration Exp Date"]
["Enter Diameter (mm)"]
["Enter Cable Length (m)"]
["Enter Instrument Range"]
["Select Input Voltage (V) from list"]
["120V (A.C)"]
["12V (D.C)"]
["240V (A.C)"]
["24V (D.C)"]
["430V (A.C)"]
["Undefined"]
["Select Locality from list"]
["Above Ground - Enclosed"]
["Above Ground - Exposed"]
["Submerged"]
["Undefined"]
["Underground - Buried"]
["Underground - Enclosed"]
["Select Monitoring Type from list"]
["Internal Logger"]
["Remote Logger"]
["SCADA"]
["Undefined"]
["Select Comms Protocol from list"]
["0-5 volts"]
["4-20mA"]
["Datran"]
["DF1"]
["Modbus"]
["RS232"]
["Undefined"]
["Select Output Pulsed from list"]
["Yes"]
["No"]
["Undefined"]
["Enter Calibration Agent"]
["Enter Calibration Number"]
["Enter Calibration Exp Date"]
["Enter Diameter (mm)"]
["Enter Cable Length (m)"]
["Enter Instrument Range"]
["Select Input Voltage (V) from list"]
["120V (A.C)"]
["12V (D.C)"]
["240V (A.C)"]
["24V (D.C)"]
["430V (A.C)"]
["Undefined"]
["Select Locality from list"]
["Above Ground - Enclosed"]
["Above Ground - Exposed"]
["Submerged"]
["Undefined"]
["Underground - Buried"]
["Underground - Enclosed"]
["Select Monitoring Type from list"]
["Internal Logger"]
["Remote Logger"]
["SCADA"]
["Undefined"]
["Select Comms Protocol from list"]
["0-5 volts"]
["4-20mA"]
["Datran"]
["DF1"]
["Modbus"]
["RS232"]
["Undefined"]
["Select Output Pulsed from list"]
["Yes"]
["No"]
["Undefined"]
["Enter Calibration Agent"]
["Enter Calibration Number"]
["Enter Calibration Exp Date"]
["Enter Diameter (mm)"]
["Enter Cable Length (m)"]
["Enter Instrument Range"]
["Select Input Voltage (V) from list"]
["120V (A.C)"]
["12V (D.C)"]
["240V (A.C)"]
["24V (D.C)"]
["430V (A.C)"]
["Undefined"]
["Select Locality from list"]
["Above Ground - Enclosed"]
["Above Ground - Exposed"]
["Submerged"]
["Undefined"]
["Underground - Buried"]
["Underground - Enclosed"]
["Select Monitoring Type from list"]
["Internal Logger"]
["Remote Logger"]
["SCADA"]
["Undefined"]
["Select Comms Protocol from list"]
["0-5 volts"]
["4-20mA"]
["Datran"]
["DF1"]
["Modbus"]
["RS232"]
["Undefined"]
["Select Output Pulsed from list"]
["Yes"]
["No"]
["Undefined"]
["Enter Calibration Agent"]
["Enter Calibration Number"]
["Enter Calibration Exp Date"]
["Enter Diameter (mm)"]
["Enter Cable Length (m)"]
["Enter Instrument Range"]
["Enter Manufacturer"]
["Enter Model"]
["Enter Serial Number"]
["Enter Warranty Expiry Date"]
["Enter Manufacturer"]
["Enter Model"]
["Enter Serial Number"]
["Enter Warranty Expiry Date"]
["Enter Manufacturer"]
["Enter Model"]
["Enter Serial Number"]
["Enter Warranty Expiry Date"]
["Enter Manufacturer"]
["Enter Model"]
["Enter Serial Number"]
["Enter Warranty Expiry Date"]
["Enter Manufacturer"]
["Enter Model"]
["Enter Serial Number"]
["Enter Warranty Expiry Date"]
["Select Material from list"]
["Brick"]
["Cast Iron"]
["Concrete - Reinforced"]
["Concrete - Unreinforced"]
["Concrete Block"]
["Corrugated  Steel"]
["Corrugated Aluminium"]
["Ductile Iron"]
["Fibreglass"]
["Glazed Earthenware"]
["Polyethylene"]
["Polyvinylchloride"]
["Timber"]
["Undefined"]
["Stainless Steel"]
["Select Construction Method from list"]
["Cast In-situ"]
["Precast"]
["Prefabricated"]
["Tilt Slab"]
["Undefined"]
["Select Chamber Shape from list"]
["Circular"]
["Irregular"]
["Oval"]
["Rectangular"]
["Undefined"]
["Select Lid Type from list"]
["Grated"]
["Solid"]
["Undefined"]
["Vented"]
["Select Lid Material from list"]
["Undefined"]
["Aluminium"]
["Steel"]
["Select Lid Shape from list"]
["Circular"]
["Oval"]
["Rectangular"]
["Undefined"]
["Select Lid Fixing from list"]
["Fixed In Place"]
["Free"]
["Hinged"]
["Hinged With Tie Off"]
["Screwed"]
["Sliding"]
["Undefined"]
["Select Lid Security from list"]
["Bolted"]
["Free"]
["Lockable"]
["Undefined"]
["Welded"]
["Select Lid Class from list"]
["Class A - Footpaths  For Pedestrians And Cycle ways"]
["Class B - Footpaths For Light Vehicle, Pedestrian Precincts"]
["Class C - Pedestrian Areas With Slow Moving Commercial Vehicles, Parkside Areas, Kerbsides"]
["Class D - Carriageways Roads For Commercial Vehicles"]
["Class E - Industrial Areas"]
["Undefined"]
["Enter Diameter (m)"]
["Enter Length (m)"]
["Enter Width (m)"]
["Enter Depth (m)"]
["Enter Lid RL (m)"]
["Enter Base RL (m)"]
["Enter Lid Diameter (mm)"]
["Enter Lid Length (mm)"]
["Enter Lid Width (mm)"]
["Select Material from list"]
["Brick"]
["Cast Iron"]
["Concrete - Reinforced"]
["Concrete - Unreinforced"]
["Concrete Block"]
["Corrugated  Steel"]
["Corrugated Aluminium"]
["Ductile Iron"]
["Fibreglass"]
["Glazed Earthenware"]
["Polyethylene"]
["Polyvinylchloride"]
["Timber"]
["Undefined"]
["Stainless Steel"]
["Select Construction Method from list"]
["Cast In-situ"]
["Precast"]
["Prefabricated"]
["Tilt Slab"]
["Undefined"]
["Select Chamber Shape from list"]
["Circular"]
["Irregular"]
["Oval"]
["Rectangular"]
["Undefined"]
["Select Lid Type from list"]
["Grated"]
["Solid"]
["Undefined"]
["Vented"]
["Select Lid Material from list"]
["Undefined"]
["Aluminium"]
["Steel"]
["Select Lid Shape from list"]
["Circular"]
["Oval"]
["Rectangular"]
["Undefined"]
["Select Lid Fixing from list"]
["Fixed In Place"]
["Free"]
["Hinged"]
["Hinged With Tie Off"]
["Screwed"]
["Sliding"]
["Undefined"]
["Select Lid Security from list"]
["Bolted"]
["Free"]
["Lockable"]
["Undefined"]
["Welded"]
["Select Lid Class from list"]
["Class A - Footpaths  For Pedestrians And Cycle ways"]
["Class B - Footpaths For Light Vehicle, Pedestrian Precincts"]
["Class C - Pedestrian Areas With Slow Moving Commercial Vehicles, Parkside Areas, Kerbsides"]
["Class D - Carriageways Roads For Commercial Vehicles"]
["Class E - Industrial Areas"]
["Undefined"]
["Enter Diameter (m)"]
["Enter Length (m)"]
["Enter Width (m)"]
["Enter Depth (m)"]
["Enter Lid RL (m)"]
["Enter Base RL (m)"]
["Enter Lid Diameter (mm)"]
["Enter Lid Length (mm)"]
["Enter Lid Width (mm)"]
["Select Material from list"]
["Brick"]
["Cast Iron"]
["Concrete - Reinforced"]
["Concrete - Unreinforced"]
["Concrete Block"]
["Corrugated  Steel"]
["Corrugated Aluminium"]
["Ductile Iron"]
["Fibreglass"]
["Glazed Earthenware"]
["Polyethylene"]
["Polyvinylchloride"]
["Timber"]
["Undefined"]
["Stainless Steel"]
["Select Construction Method from list"]
["Cast In-situ"]
["Precast"]
["Prefabricated"]
["Tilt Slab"]
["Undefined"]
["Select Chamber Shape from list"]
["Circular"]
["Irregular"]
["Oval"]
["Rectangular"]
["Undefined"]
["Select Lid Type from list"]
["Grated"]
["Solid"]
["Undefined"]
["Vented"]
["Select Lid Material from list"]
["Undefined"]
["Aluminium"]
["Steel"]
["Select Lid Shape from list"]
["Circular"]
["Oval"]
["Rectangular"]
["Undefined"]
["Select Lid Fixing from list"]
["Fixed In Place"]
["Free"]
["Hinged"]
["Hinged With Tie Off"]
["Screwed"]
["Sliding"]
["Undefined"]
["Select Lid Security from list"]
["Bolted"]
["Free"]
["Lockable"]
["Undefined"]
["Welded"]
["Select Lid Class from list"]
["Class A - Footpaths  For Pedestrians And Cycle ways"]
["Class B - Footpaths For Light Vehicle, Pedestrian Precincts"]
["Class C - Pedestrian Areas With Slow Moving Commercial Vehicles, Parkside Areas, Kerbsides"]
["Class D - Carriageways Roads For Commercial Vehicles"]
["Class E - Industrial Areas"]
["Undefined"]
["Enter Diameter (m)"]
["Enter Length (m)"]
["Enter Width (m)"]
["Enter Depth (m)"]
["Enter Lid RL (m)"]
["Enter Base RL (m)"]
["Enter Lid Diameter (mm)"]
["Enter Lid Length (mm)"]
["Enter Lid Width (mm)"]
["Select Material from list"]
["Brick"]
["Cast Iron"]
["Concrete - Reinforced"]
["Concrete - Unreinforced"]
["Concrete Block"]
["Corrugated  Steel"]
["Corrugated Aluminium"]
["Ductile Iron"]
["Fibreglass"]
["Glazed Earthenware"]
["Polyethylene"]
["Polyvinylchloride"]
["Timber"]
["Undefined"]
["Stainless Steel"]
["Select Construction Method from list"]
["Cast In-situ"]
["Precast"]
["Prefabricated"]
["Tilt Slab"]
["Undefined"]
["Select Chamber Shape from list"]
["Circular"]
["Irregular"]
["Oval"]
["Rectangular"]
["Undefined"]
["Select Lid Type from list"]
["Grated"]
["Solid"]
["Undefined"]
["Vented"]
["Select Lid Material from list"]
["Undefined"]
["Aluminium"]
["Steel"]
["Select Lid Shape from list"]
["Circular"]
["Oval"]
["Rectangular"]
["Undefined"]
["Select Lid Fixing from list"]
["Fixed In Place"]
["Free"]
["Hinged"]
["Hinged With Tie Off"]
["Screwed"]
["Sliding"]
["Undefined"]
["Select Lid Security from list"]
["Bolted"]
["Free"]
["Lockable"]
["Undefined"]
["Welded"]
["Select Lid Class from list"]
["Class A - Footpaths  For Pedestrians And Cycle ways"]
["Class B - Footpaths For Light Vehicle, Pedestrian Precincts"]
["Class C - Pedestrian Areas With Slow Moving Commercial Vehicles, Parkside Areas, Kerbsides"]
["Class D - Carriageways Roads For Commercial Vehicles"]
["Class E - Industrial Areas"]
["Undefined"]
["Enter Diameter (m)"]
["Enter Length (m)"]
["Enter Width (m)"]
["Enter Depth (m)"]
["Enter Lid RL (m)"]
["Enter Base RL (m)"]
["Enter Lid Diameter (mm)"]
["Enter Lid Length (mm)"]
["Enter Lid Width (mm)"]
["Select Material from list"]
["Brick"]
["Cast Iron"]
["Concrete - Reinforced"]
["Concrete - Unreinforced"]
["Concrete Block"]
["Corrugated  Steel"]
["Corrugated Aluminium"]
["Ductile Iron"]
["Fibreglass"]
["Glazed Earthenware"]
["Polyethylene"]
["Polyvinylchloride"]
["Timber"]
["Undefined"]
["Stainless Steel"]
["Select Construction Method from list"]
["Cast In-situ"]
["Precast"]
["Prefabricated"]
["Tilt Slab"]
["Undefined"]
["Select Chamber Shape from list"]
["Circular"]
["Irregular"]
["Oval"]
["Rectangular"]
["Undefined"]
["Select Lid Type from list"]
["Grated"]
["Solid"]
["Undefined"]
["Vented"]
["Select Lid Material from list"]
["Undefined"]
["Aluminium"]
["Steel"]
["Select Lid Shape from list"]
["Circular"]
["Oval"]
["Rectangular"]
["Undefined"]
["Select Lid Fixing from list"]
["Fixed In Place"]
["Free"]
["Hinged"]
["Hinged With Tie Off"]
["Screwed"]
["Sliding"]
["Undefined"]
["Select Lid Security from list"]
["Bolted"]
["Free"]
["Lockable"]
["Undefined"]
["Welded"]
["Select Lid Class from list"]
["Class A - Footpaths  For Pedestrians And Cycle ways"]
["Class B - Footpaths For Light Vehicle, Pedestrian Precincts"]
["Class C - Pedestrian Areas With Slow Moving Commercial Vehicles, Parkside Areas, Kerbsides"]
["Class D - Carriageways Roads For Commercial Vehicles"]
["Class E - Industrial Areas"]
["Undefined"]
["Enter Diameter (m)"]
["Enter Length (m)"]
["Enter Width (m)"]
["Enter Depth (m)"]
["Enter Lid RL (m)"]
["Enter Base RL (m)"]
["Enter Lid Diameter (mm)"]
["Enter Lid Length (mm)"]
["Enter Lid Width (mm)"]
["Enter Manufacturer"]
["Enter Model"]
["Enter Manufacturer"]
["Enter Model"]
["Enter Manufacturer"]
["Enter Model"]
["Enter Manufacturer"]
["Enter Model"]
["Enter Manufacturer"]
["Enter Model"]
["Select Locality from list"]
["Above Ground - Enclosed"]
["Above Ground - Exposed"]
["Submerged"]
["Undefined"]
["Underground - Buried"]
["Underground - Enclosed"]
["Select Valve State from list"]
["Dynamic"]
["Normally Closed"]
["Normally Open"]
["Partially Opened"]
["Undefined"]
["Select Close Direction from list"]
["Anti-Clockwise"]
["Clockwise"]
["Undefined"]
["Enter Diameter (mm)"]
["Enter Valve Top RL (m)"]
["Enter Rated Pressure (kPa)"]
["Select Locality from list"]
["Above Ground - Enclosed"]
["Above Ground - Exposed"]
["Submerged"]
["Undefined"]
["Underground - Buried"]
["Underground - Enclosed"]
["Select Valve State from list"]
["Dynamic"]
["Normally Closed"]
["Normally Open"]
["Partially Opened"]
["Undefined"]
["Select Close Direction from list"]
["Anti-Clockwise"]
["Clockwise"]
["Undefined"]
["Enter Diameter (mm)"]
["Enter Valve Top RL (m)"]
["Enter Rated Pressure (kPa)"]
["Select Locality from list"]
["Above Ground - Enclosed"]
["Above Ground - Exposed"]
["Submerged"]
["Undefined"]
["Underground - Buried"]
["Underground - Enclosed"]
["Select Valve State from list"]
["Dynamic"]
["Normally Closed"]
["Normally Open"]
["Partially Opened"]
["Undefined"]
["Select Close Direction from list"]
["Anti-Clockwise"]
["Clockwise"]
["Undefined"]
["Enter Diameter (mm)"]
["Enter Valve Top RL (m)"]
["Enter Rated Pressure (kPa)"]
["Select Locality from list"]
["Above Ground - Enclosed"]
["Above Ground - Exposed"]
["Submerged"]
["Undefined"]
["Underground - Buried"]
["Underground - Enclosed"]
["Select Valve State from list"]
["Dynamic"]
["Normally Closed"]
["Normally Open"]
["Partially Opened"]
["Undefined"]
["Select Close Direction from list"]
["Anti-Clockwise"]
["Clockwise"]
["Undefined"]
["Enter Diameter (mm)"]
["Enter Valve Top RL (m)"]
["Enter Rated Pressure (kPa)"]
["Select Locality from list"]
["Above Ground - Enclosed"]
["Above Ground - Exposed"]
["Submerged"]
["Undefined"]
["Underground - Buried"]
["Underground - Enclosed"]
["Select Valve State from list"]
["Dynamic"]
["Normally Closed"]
["Normally Open"]
["Partially Opened"]
["Undefined"]
["Select Close Direction from list"]
["Anti-Clockwise"]
["Clockwise"]
["Undefined"]
["Enter Diameter (mm)"]
["Enter Valve Top RL (m)"]
["Enter Rated Pressure (kPa)"]
["Enter Manufacturer"]
["Enter Model"]
["Enter Manufacturer"]
["Enter Model"]
["Enter Manufacturer"]
["Enter Model"]
["Enter Manufacturer"]
["Enter Model"]
["Enter Manufacturer"]
["Enter Model"]
["Select Material from list"]
["Aluminium"]
["Brass"]
["Brick"]
["Bronze"]
["Concrete"]
["Concrete - Reinforced"]
["Concrete - Unreinforced"]
["Ductile Iron"]
["Fibre Cement Sheets"]
["Fibreglass"]
["Galvanised Wrought Iron"]
["Grey Cast Iron"]
["Helicore Aluminium"]
["Iron"]
["Malleable Iron"]
["Mild Steel Welded"]
["Polystyrene Blocks"]
["Rubber"]
["Spiral Wound Aluminium"]
["Spiral Wound Steel/Aluminium"]
["Stainless Steel"]
["Stainless Steel (Grade 316)"]
["Steel Galvanised"]
["Steel"]
["Timber"]
["Undefined"]
["Wrought Iron"]
["Select Material from list"]
["Aluminium"]
["Brass"]
["Brick"]
["Bronze"]
["Concrete"]
["Concrete - Reinforced"]
["Concrete - Unreinforced"]
["Ductile Iron"]
["Fibre Cement Sheets"]
["Fibreglass"]
["Galvanised Wrought Iron"]
["Grey Cast Iron"]
["Helicore Aluminium"]
["Iron"]
["Malleable Iron"]
["Mild Steel Welded"]
["Polystyrene Blocks"]
["Rubber"]
["Spiral Wound Aluminium"]
["Spiral Wound Steel/Aluminium"]
["Stainless Steel"]
["Stainless Steel (Grade 316)"]
["Steel Galvanised"]
["Steel"]
["Timber"]
["Undefined"]
["Wrought Iron"]
["Select Material from list"]
["Aluminium"]
["Brass"]
["Brick"]
["Bronze"]
["Concrete"]
["Concrete - Reinforced"]
["Concrete - Unreinforced"]
["Ductile Iron"]
["Fibre Cement Sheets"]
["Fibreglass"]
["Galvanised Wrought Iron"]
["Grey Cast Iron"]
["Helicore Aluminium"]
["Iron"]
["Malleable Iron"]
["Mild Steel Welded"]
["Polystyrene Blocks"]
["Rubber"]
["Spiral Wound Aluminium"]
["Spiral Wound Steel/Aluminium"]
["Stainless Steel"]
["Stainless Steel (Grade 316)"]
["Steel Galvanised"]
["Steel"]
["Timber"]
["Undefined"]
["Wrought Iron"]
["Select Material from list"]
["Aluminium"]
["Brass"]
["Brick"]
["Bronze"]
["Concrete"]
["Concrete - Reinforced"]
["Concrete - Unreinforced"]
["Ductile Iron"]
["Fibre Cement Sheets"]
["Fibreglass"]
["Galvanised Wrought Iron"]
["Grey Cast Iron"]
["Helicore Aluminium"]
["Iron"]
["Malleable Iron"]
["Mild Steel Welded"]
["Polystyrene Blocks"]
["Rubber"]
["Spiral Wound Aluminium"]
["Spiral Wound Steel/Aluminium"]
["Stainless Steel"]
["Stainless Steel (Grade 316)"]
["Steel Galvanised"]
["Steel"]
["Timber"]
["Undefined"]
["Wrought Iron"]
["Select Material from list"]
["Aluminium"]
["Brass"]
["Brick"]
["Bronze"]
["Concrete"]
["Concrete - Reinforced"]
["Concrete - Unreinforced"]
["Ductile Iron"]
["Fibre Cement Sheets"]
["Fibreglass"]
["Galvanised Wrought Iron"]
["Grey Cast Iron"]
["Helicore Aluminium"]
["Iron"]
["Malleable Iron"]
["Mild Steel Welded"]
["Polystyrene Blocks"]
["Rubber"]
["Spiral Wound Aluminium"]
["Spiral Wound Steel/Aluminium"]
["Stainless Steel"]
["Stainless Steel (Grade 316)"]
["Steel Galvanised"]
["Steel"]
["Timber"]
["Undefined"]
["Wrought Iron"]
["Enter Manufacturer"]
["Enter Manufacturer"]
["Enter Manufacturer"]
["Enter Manufacturer"]
["Enter Manufacturer"]
["Select Material from list"]
["Brick"]
["Cast Iron"]
["Concrete - Reinforced"]
["Concrete - Unreinforced"]
["Concrete Block"]
["Corrugated  Steel"]
["Corrugated Aluminium"]
["Ductile Iron"]
["Fibreglass"]
["Glazed Earthenware"]
["Polyethylene"]
["Polyvinylchloride"]
["Timber"]
["Undefined"]
["Stainless Steel"]
["Select Construction Method from list"]
["Cast In-situ"]
["Precast"]
["Prefabricated"]
["Tilt Slab"]
["Undefined"]
["Select Tank Shape from list"]
["Circular"]
["Irregular"]
["Oval"]
["Rectangular"]
["Undefined"]
["Select Lid Type from list"]
["Grated"]
["Solid"]
["Undefined"]
["Vented"]
["Select Lid Material from list"]
["Undefined"]
["Aluminium"]
["Steel"]
["Select Lid Shape from list"]
["Circular"]
["Oval"]
["Rectangular"]
["Undefined"]
["Select Lid Fixing from list"]
["Fixed In Place"]
["Free"]
["Hinged"]
["Hinged With Tie Off"]
["Screwed"]
["Sliding"]
["Undefined"]
["Select Lid Security from list"]
["Bolted"]
["Free"]
["Lockable"]
["Undefined"]
["Welded"]
["Enter Diameter (m)"]
["Enter Length (m)"]
["Enter Width (m)"]
["Enter Height (m)"]
["Enter Volume (m3)"]
["Select Material from list"]
["Brick"]
["Cast Iron"]
["Concrete - Reinforced"]
["Concrete - Unreinforced"]
["Concrete Block"]
["Corrugated  Steel"]
["Corrugated Aluminium"]
["Ductile Iron"]
["Fibreglass"]
["Glazed Earthenware"]
["Polyethylene"]
["Polyvinylchloride"]
["Timber"]
["Undefined"]
["Stainless Steel"]
["Select Construction Method from list"]
["Cast In-situ"]
["Precast"]
["Prefabricated"]
["Tilt Slab"]
["Undefined"]
["Select Tank Shape from list"]
["Circular"]
["Irregular"]
["Oval"]
["Rectangular"]
["Undefined"]
["Select Lid Type from list"]
["Grated"]
["Solid"]
["Undefined"]
["Vented"]
["Select Lid Material from list"]
["Undefined"]
["Aluminium"]
["Steel"]
["Select Lid Shape from list"]
["Circular"]
["Oval"]
["Rectangular"]
["Undefined"]
["Select Lid Fixing from list"]
["Fixed In Place"]
["Free"]
["Hinged"]
["Hinged With Tie Off"]
["Screwed"]
["Sliding"]
["Undefined"]
["Select Lid Security from list"]
["Bolted"]
["Free"]
["Lockable"]
["Undefined"]
["Welded"]
["Enter Diameter (m)"]
["Enter Length (m)"]
["Enter Width (m)"]
["Enter Height (m)"]
["Enter Volume (m3)"]
["Select Material from list"]
["Brick"]
["Cast Iron"]
["Concrete - Reinforced"]
["Concrete - Unreinforced"]
["Concrete Block"]
["Corrugated  Steel"]
["Corrugated Aluminium"]
["Ductile Iron"]
["Fibreglass"]
["Glazed Earthenware"]
["Polyethylene"]
["Polyvinylchloride"]
["Timber"]
["Undefined"]
["Stainless Steel"]
["Select Construction Method from list"]
["Cast In-situ"]
["Precast"]
["Prefabricated"]
["Tilt Slab"]
["Undefined"]
["Select Tank Shape from list"]
["Circular"]
["Irregular"]
["Oval"]
["Rectangular"]
["Undefined"]
["Select Lid Type from list"]
["Grated"]
["Solid"]
["Undefined"]
["Vented"]
["Select Lid Material from list"]
["Undefined"]
["Aluminium"]
["Steel"]
["Select Lid Shape from list"]
["Circular"]
["Oval"]
["Rectangular"]
["Undefined"]
["Select Lid Fixing from list"]
["Fixed In Place"]
["Free"]
["Hinged"]
["Hinged With Tie Off"]
["Screwed"]
["Sliding"]
["Undefined"]
["Select Lid Security from list"]
["Bolted"]
["Free"]
["Lockable"]
["Undefined"]
["Welded"]
["Enter Diameter (m)"]
["Enter Length (m)"]
["Enter Width (m)"]
["Enter Height (m)"]
["Enter Volume (m3)"]
["Select Material from list"]
["Brick"]
["Cast Iron"]
["Concrete - Reinforced"]
["Concrete - Unreinforced"]
["Concrete Block"]
["Corrugated  Steel"]
["Corrugated Aluminium"]
["Ductile Iron"]
["Fibreglass"]
["Glazed Earthenware"]
["Polyethylene"]
["Polyvinylchloride"]
["Timber"]
["Undefined"]
["Stainless Steel"]
["Select Construction Method from list"]
["Cast In-situ"]
["Precast"]
["Prefabricated"]
["Tilt Slab"]
["Undefined"]
["Select Tank Shape from list"]
["Circular"]
["Irregular"]
["Oval"]
["Rectangular"]
["Undefined"]
["Select Lid Type from list"]
["Grated"]
["Solid"]
["Undefined"]
["Vented"]
["Select Lid Material from list"]
["Undefined"]
["Aluminium"]
["Steel"]
["Select Lid Shape from list"]
["Circular"]
["Oval"]
["Rectangular"]
["Undefined"]
["Select Lid Fixing from list"]
["Fixed In Place"]
["Free"]
["Hinged"]
["Hinged With Tie Off"]
["Screwed"]
["Sliding"]
["Undefined"]
["Select Lid Security from list"]
["Bolted"]
["Free"]
["Lockable"]
["Undefined"]
["Welded"]
["Enter Diameter (m)"]
["Enter Length (m)"]
["Enter Width (m)"]
["Enter Height (m)"]
["Enter Volume (m3)"]
["Select Material from list"]
["Brick"]
["Cast Iron"]
["Concrete - Reinforced"]
["Concrete - Unreinforced"]
["Concrete Block"]
["Corrugated  Steel"]
["Corrugated Aluminium"]
["Ductile Iron"]
["Fibreglass"]
["Glazed Earthenware"]
["Polyethylene"]
["Polyvinylchloride"]
["Timber"]
["Undefined"]
["Stainless Steel"]
["Select Construction Method from list"]
["Cast In-situ"]
["Precast"]
["Prefabricated"]
["Tilt Slab"]
["Undefined"]
["Select Tank Shape from list"]
["Circular"]
["Irregular"]
["Oval"]
["Rectangular"]
["Undefined"]
["Select Lid Type from list"]
["Grated"]
["Solid"]
["Undefined"]
["Vented"]
["Select Lid Material from list"]
["Undefined"]
["Aluminium"]
["Steel"]
["Select Lid Shape from list"]
["Circular"]
["Oval"]
["Rectangular"]
["Undefined"]
["Select Lid Fixing from list"]
["Fixed In Place"]
["Free"]
["Hinged"]
["Hinged With Tie Off"]
["Screwed"]
["Sliding"]
["Undefined"]
["Select Lid Security from list"]
["Bolted"]
["Free"]
["Lockable"]
["Undefined"]
["Welded"]
["Enter Diameter (m)"]
["Enter Length (m)"]
["Enter Width (m)"]
["Enter Height (m)"]
["Enter Volume (m3)"]
["Enter Manufacturer"]
["Enter Model"]
["Enter Manufacturer"]
["Enter Model"]
["Enter Manufacturer"]
["Enter Model"]
["Enter Manufacturer"]
["Enter Model"]
["Enter Manufacturer"]
["Enter Model"]
["Select Locality from list"]
["Above Ground - Enclosed"]
["Above Ground - Exposed"]
["Submerged"]
["Undefined"]
["Underground - Buried"]
["Underground - Enclosed"]
["Select Output Voltage (V) from list"]
["120V (A.C)"]
["12V (D.C)"]
["240V (A.C)"]
["24V (D.C)"]
["430V (A.C)"]
["Undefined"]
["Select Monitoring Type from list"]
["Internal Logger"]
["Remote Logger"]
["SCADA"]
["Undefined"]
["Enter Power Rating (kW)"]
["Enter Current Rating (A)"]
["Enter Output Rating (kV-A)"]
["Select Locality from list"]
["Above Ground - Enclosed"]
["Above Ground - Exposed"]
["Submerged"]
["Undefined"]
["Underground - Buried"]
["Underground - Enclosed"]
["Select Output Voltage (V) from list"]
["120V (A.C)"]
["12V (D.C)"]
["240V (A.C)"]
["24V (D.C)"]
["430V (A.C)"]
["Undefined"]
["Select Monitoring Type from list"]
["Internal Logger"]
["Remote Logger"]
["SCADA"]
["Undefined"]
["Enter Power Rating (kW)"]
["Enter Current Rating (A)"]
["Enter Output Rating (kV-A)"]
["Select Locality from list"]
["Above Ground - Enclosed"]
["Above Ground - Exposed"]
["Submerged"]
["Undefined"]
["Underground - Buried"]
["Underground - Enclosed"]
["Select Output Voltage (V) from list"]
["120V (A.C)"]
["12V (D.C)"]
["240V (A.C)"]
["24V (D.C)"]
["430V (A.C)"]
["Undefined"]
["Select Monitoring Type from list"]
["Internal Logger"]
["Remote Logger"]
["SCADA"]
["Undefined"]
["Enter Power Rating (kW)"]
["Enter Current Rating (A)"]
["Enter Output Rating (kV-A)"]
["Select Locality from list"]
["Above Ground - Enclosed"]
["Above Ground - Exposed"]
["Submerged"]
["Undefined"]
["Underground - Buried"]
["Underground - Enclosed"]
["Select Output Voltage (V) from list"]
["120V (A.C)"]
["12V (D.C)"]
["240V (A.C)"]
["24V (D.C)"]
["430V (A.C)"]
["Undefined"]
["Select Monitoring Type from list"]
["Internal Logger"]
["Remote Logger"]
["SCADA"]
["Undefined"]
["Enter Power Rating (kW)"]
["Enter Current Rating (A)"]
["Enter Output Rating (kV-A)"]
["Select Locality from list"]
["Above Ground - Enclosed"]
["Above Ground - Exposed"]
["Submerged"]
["Undefined"]
["Underground - Buried"]
["Underground - Enclosed"]
["Select Output Voltage (V) from list"]
["120V (A.C)"]
["12V (D.C)"]
["240V (A.C)"]
["24V (D.C)"]
["430V (A.C)"]
["Undefined"]
["Select Monitoring Type from list"]
["Internal Logger"]
["Remote Logger"]
["SCADA"]
["Undefined"]
["Enter Power Rating (kW)"]
["Enter Current Rating (A)"]
["Enter Output Rating (kV-A)"]
["Enter Manufacturer"]
["Enter Model"]
["Enter Serial Number"]
["Enter Warranty Expiry Date"]
["Enter Manufacturer"]
["Enter Model"]
["Enter Serial Number"]
["Enter Warranty Expiry Date"]
["Enter Manufacturer"]
["Enter Model"]
["Enter Serial Number"]
["Enter Warranty Expiry Date"]
["Enter Manufacturer"]
["Enter Model"]
["Enter Serial Number"]
["Enter Warranty Expiry Date"]
["Enter Manufacturer"]
["Enter Model"]
["Enter Serial Number"]
["Enter Warranty Expiry Date"]
["Select Locality from list"]
["Above Ground - Enclosed"]
["Above Ground - Exposed"]
["Submerged"]
["Undefined"]
["Underground - Buried"]
["Underground - Enclosed"]
["Enter Power Rating (kW)"]
["Enter Current Rating (A)"]
["Select Locality from list"]
["Above Ground - Enclosed"]
["Above Ground - Exposed"]
["Submerged"]
["Undefined"]
["Underground - Buried"]
["Underground - Enclosed"]
["Enter Power Rating (kW)"]
["Enter Current Rating (A)"]
["Select Locality from list"]
["Above Ground - Enclosed"]
["Above Ground - Exposed"]
["Submerged"]
["Undefined"]
["Underground - Buried"]
["Underground - Enclosed"]
["Enter Power Rating (kW)"]
["Enter Current Rating (A)"]
["Select Locality from list"]
["Above Ground - Enclosed"]
["Above Ground - Exposed"]
["Submerged"]
["Undefined"]
["Underground - Buried"]
["Underground - Enclosed"]
["Enter Power Rating (kW)"]
["Enter Current Rating (A)"]
["Select Locality from list"]
["Above Ground - Enclosed"]
["Above Ground - Exposed"]
["Submerged"]
["Undefined"]
["Underground - Buried"]
["Underground - Enclosed"]
["Enter Power Rating (kW)"]
["Enter Current Rating (A)"]
["Enter Manufacturer"]
["Enter Model"]
["Enter Serial Number"]
["Enter Warranty Expiry Date"]
["Enter Manufacturer"]
["Enter Model"]
["Enter Serial Number"]
["Enter Warranty Expiry Date"]
["Enter Manufacturer"]
["Enter Model"]
["Enter Serial Number"]
["Enter Warranty Expiry Date"]
["Enter Manufacturer"]
["Enter Model"]
["Enter Serial Number"]
["Enter Warranty Expiry Date"]
["Enter Manufacturer"]
["Enter Model"]
["Enter Serial Number"]
["Enter Warranty Expiry Date"]
["Select Property Use from list"]
["Accommodation"]
["Bar"]
["Council"]
["Commercial"]
["Domestic"]
["Industrial"]
["Not Applicable"]
["Undefined"]
["Office"]
["Other"]
["Public Service"]
["Public Use"]
["Residential"]
["Restaurant"]
["Retail"]
["School"]
["Enter Diameter (mm)"]
["Select Property Use from list"]
["Accommodation"]
["Bar"]
["Council"]
["Commercial"]
["Domestic"]
["Industrial"]
["Not Applicable"]
["Undefined"]
["Office"]
["Other"]
["Public Service"]
["Public Use"]
["Residential"]
["Restaurant"]
["Retail"]
["School"]
["Enter Diameter (mm)"]
["Select Property Use from list"]
["Accommodation"]
["Bar"]
["Council"]
["Commercial"]
["Domestic"]
["Industrial"]
["Not Applicable"]
["Undefined"]
["Office"]
["Other"]
["Public Service"]
["Public Use"]
["Residential"]
["Restaurant"]
["Retail"]
["School"]
["Enter Diameter (mm)"]
["Select Property Use from list"]
["Accommodation"]
["Bar"]
["Council"]
["Commercial"]
["Domestic"]
["Industrial"]
["Not Applicable"]
["Undefined"]
["Office"]
["Other"]
["Public Service"]
["Public Use"]
["Residential"]
["Restaurant"]
["Retail"]
["School"]
["Enter Diameter (mm)"]
["Select Property Use from list"]
["Accommodation"]
["Bar"]
["Council"]
["Commercial"]
["Domestic"]
["Industrial"]
["Not Applicable"]
["Undefined"]
["Office"]
["Other"]
["Public Service"]
["Public Use"]
["Residential"]
["Restaurant"]
["Retail"]
["School"]
["Enter Diameter (mm)"]
["Select Property Use from list"]
["Accommodation"]
["Bar"]
["Council"]
["Commercial"]
["Domestic"]
["Industrial"]
["Not Applicable"]
["Undefined"]
["Office"]
["Other"]
["Public Service"]
["Public Use"]
["Residential"]
["Restaurant"]
["Retail"]
["School"]
["Enter Diameter (mm)"]
["Select Property Use from list"]
["Accommodation"]
["Bar"]
["Council"]
["Commercial"]
["Domestic"]
["Industrial"]
["Not Applicable"]
["Undefined"]
["Office"]
["Other"]
["Public Service"]
["Public Use"]
["Residential"]
["Restaurant"]
["Retail"]
["School"]
["Enter Diameter (mm)"]
["Select Property Use from list"]
["Accommodation"]
["Bar"]
["Council"]
["Commercial"]
["Domestic"]
["Industrial"]
["Not Applicable"]
["Undefined"]
["Office"]
["Other"]
["Public Service"]
["Public Use"]
["Residential"]
["Restaurant"]
["Retail"]
["School"]
["Enter Diameter (mm)"]
["Select Property Use from list"]
["Accommodation"]
["Bar"]
["Council"]
["Commercial"]
["Domestic"]
["Industrial"]
["Not Applicable"]
["Undefined"]
["Office"]
["Other"]
["Public Service"]
["Public Use"]
["Residential"]
["Restaurant"]
["Retail"]
["School"]
["Enter Diameter (mm)"]
["Select Property Use from list"]
["Accommodation"]
["Bar"]
["Council"]
["Commercial"]
["Domestic"]
["Industrial"]
["Not Applicable"]
["Undefined"]
["Office"]
["Other"]
["Public Service"]
["Public Use"]
["Residential"]
["Restaurant"]
["Retail"]
["School"]
["Enter Diameter (mm)"]
["Select Material from list"]
["Brick"]
["Cast Iron"]
["Concrete - Reinforced"]
["Concrete - Unreinforced"]
["Concrete Block"]
["Corrugated  Steel"]
["Corrugated Aluminium"]
["Ductile Iron"]
["Fibreglass"]
["Glazed Earthenware"]
["Polyethylene"]
["Polyvinylchloride"]
["Timber"]
["Undefined"]
["Stainless Steel"]
["Select Construction Method from list"]
["Cast In-situ"]
["Precast"]
["Prefabricated"]
["Tilt Slab"]
["Undefined"]
["Select Tank Shape from list"]
["Circular"]
["Irregular"]
["Oval"]
["Rectangular"]
["Undefined"]
["Select Lid Type from list"]
["Grated"]
["Solid"]
["Undefined"]
["Vented"]
["Select Lid Material from list"]
["Undefined"]
["Aluminium"]
["Steel"]
["Select Lid Shape from list"]
["Circular"]
["Oval"]
["Rectangular"]
["Undefined"]
["Select Lid Fixing from list"]
["Fixed In Place"]
["Free"]
["Hinged"]
["Hinged With Tie Off"]
["Screwed"]
["Sliding"]
["Undefined"]
["Select Lid Security from list"]
["Bolted"]
["Free"]
["Lockable"]
["Undefined"]
["Welded"]
["Enter Diameter (m)"]
["Enter Length (m)"]
["Enter Width (m)"]
["Enter Height (m)"]
["Enter Volume (m3)"]
["Enter Floor RL (m)"]
["Enter Inlet RL (m)"]
["Enter Overflow RL (m)"]
["Select Material from list"]
["Brick"]
["Cast Iron"]
["Concrete - Reinforced"]
["Concrete - Unreinforced"]
["Concrete Block"]
["Corrugated  Steel"]
["Corrugated Aluminium"]
["Ductile Iron"]
["Fibreglass"]
["Glazed Earthenware"]
["Polyethylene"]
["Polyvinylchloride"]
["Timber"]
["Undefined"]
["Stainless Steel"]
["Select Construction Method from list"]
["Cast In-situ"]
["Precast"]
["Prefabricated"]
["Tilt Slab"]
["Undefined"]
["Select Tank Shape from list"]
["Circular"]
["Irregular"]
["Oval"]
["Rectangular"]
["Undefined"]
["Select Lid Type from list"]
["Grated"]
["Solid"]
["Undefined"]
["Vented"]
["Select Lid Material from list"]
["Undefined"]
["Aluminium"]
["Steel"]
["Select Lid Shape from list"]
["Circular"]
["Oval"]
["Rectangular"]
["Undefined"]
["Select Lid Fixing from list"]
["Fixed In Place"]
["Free"]
["Hinged"]
["Hinged With Tie Off"]
["Screwed"]
["Sliding"]
["Undefined"]
["Select Lid Security from list"]
["Bolted"]
["Free"]
["Lockable"]
["Undefined"]
["Welded"]
["Enter Diameter (m)"]
["Enter Length (m)"]
["Enter Width (m)"]
["Enter Height (m)"]
["Enter Volume (m3)"]
["Enter Floor RL (m)"]
["Enter Inlet RL (m)"]
["Enter Overflow RL (m)"]
["Select Material from list"]
["Brick"]
["Cast Iron"]
["Concrete - Reinforced"]
["Concrete - Unreinforced"]
["Concrete Block"]
["Corrugated  Steel"]
["Corrugated Aluminium"]
["Ductile Iron"]
["Fibreglass"]
["Glazed Earthenware"]
["Polyethylene"]
["Polyvinylchloride"]
["Timber"]
["Undefined"]
["Stainless Steel"]
["Select Construction Method from list"]
["Cast In-situ"]
["Precast"]
["Prefabricated"]
["Tilt Slab"]
["Undefined"]
["Select Tank Shape from list"]
["Circular"]
["Irregular"]
["Oval"]
["Rectangular"]
["Undefined"]
["Select Lid Type from list"]
["Grated"]
["Solid"]
["Undefined"]
["Vented"]
["Select Lid Material from list"]
["Undefined"]
["Aluminium"]
["Steel"]
["Select Lid Shape from list"]
["Circular"]
["Oval"]
["Rectangular"]
["Undefined"]
["Select Lid Fixing from list"]
["Fixed In Place"]
["Free"]
["Hinged"]
["Hinged With Tie Off"]
["Screwed"]
["Sliding"]
["Undefined"]
["Select Lid Security from list"]
["Bolted"]
["Free"]
["Lockable"]
["Undefined"]
["Welded"]
["Enter Diameter (m)"]
["Enter Length (m)"]
["Enter Width (m)"]
["Enter Height (m)"]
["Enter Volume (m3)"]
["Enter Floor RL (m)"]
["Enter Inlet RL (m)"]
["Enter Overflow RL (m)"]
["Select Material from list"]
["Brick"]
["Cast Iron"]
["Concrete - Reinforced"]
["Concrete - Unreinforced"]
["Concrete Block"]
["Corrugated  Steel"]
["Corrugated Aluminium"]
["Ductile Iron"]
["Fibreglass"]
["Glazed Earthenware"]
["Polyethylene"]
["Polyvinylchloride"]
["Timber"]
["Undefined"]
["Stainless Steel"]
["Select Construction Method from list"]
["Cast In-situ"]
["Precast"]
["Prefabricated"]
["Tilt Slab"]
["Undefined"]
["Select Tank Shape from list"]
["Circular"]
["Irregular"]
["Oval"]
["Rectangular"]
["Undefined"]
["Select Lid Type from list"]
["Grated"]
["Solid"]
["Undefined"]
["Vented"]
["Select Lid Material from list"]
["Undefined"]
["Aluminium"]
["Steel"]
["Select Lid Shape from list"]
["Circular"]
["Oval"]
["Rectangular"]
["Undefined"]
["Select Lid Fixing from list"]
["Fixed In Place"]
["Free"]
["Hinged"]
["Hinged With Tie Off"]
["Screwed"]
["Sliding"]
["Undefined"]
["Select Lid Security from list"]
["Bolted"]
["Free"]
["Lockable"]
["Undefined"]
["Welded"]
["Enter Diameter (m)"]
["Enter Length (m)"]
["Enter Width (m)"]
["Enter Height (m)"]
["Enter Volume (m3)"]
["Enter Floor RL (m)"]
["Enter Inlet RL (m)"]
["Enter Overflow RL (m)"]
["Select Material from list"]
["Brick"]
["Cast Iron"]
["Concrete - Reinforced"]
["Concrete - Unreinforced"]
["Concrete Block"]
["Corrugated  Steel"]
["Corrugated Aluminium"]
["Ductile Iron"]
["Fibreglass"]
["Glazed Earthenware"]
["Polyethylene"]
["Polyvinylchloride"]
["Timber"]
["Undefined"]
["Stainless Steel"]
["Select Construction Method from list"]
["Cast In-situ"]
["Precast"]
["Prefabricated"]
["Tilt Slab"]
["Undefined"]
["Select Tank Shape from list"]
["Circular"]
["Irregular"]
["Oval"]
["Rectangular"]
["Undefined"]
["Select Lid Type from list"]
["Grated"]
["Solid"]
["Undefined"]
["Vented"]
["Select Lid Material from list"]
["Undefined"]
["Aluminium"]
["Steel"]
["Select Lid Shape from list"]
["Circular"]
["Oval"]
["Rectangular"]
["Undefined"]
["Select Lid Fixing from list"]
["Fixed In Place"]
["Free"]
["Hinged"]
["Hinged With Tie Off"]
["Screwed"]
["Sliding"]
["Undefined"]
["Select Lid Security from list"]
["Bolted"]
["Free"]
["Lockable"]
["Undefined"]
["Welded"]
["Enter Diameter (m)"]
["Enter Length (m)"]
["Enter Width (m)"]
["Enter Height (m)"]
["Enter Volume (m3)"]
["Enter Floor RL (m)"]
["Enter Inlet RL (m)"]
["Enter Overflow RL (m)"]
["Enter Manufacturer"]
["Enter Model"]
["Enter Manufacturer"]
["Enter Model"]
["Enter Manufacturer"]
["Enter Model"]
["Enter Manufacturer"]
["Enter Model"]
["Enter Manufacturer"]
["Enter Model"]
["Select Filter Media from list"]
["Boulders"]
["Cage"]
["Cartridge"]
["Earth"]
["Filter Bed"]
["Filter Cloth"]
["Flat Panel"]
["Gravel"]
["Sand"]
["Screen"]
["Soil"]
["Undefined"]
["Select Lining Material from list"]
["Geo Membrane"]
["Polyethylene High Density "]
["Polyvinylchloride"]
["Undefined"]
["Enter Length (mm)"]
["Enter Width (mm)"]
["Enter Diameter (mm)"]
["Enter Depth (mm)"]
["Select Filter Media from list"]
["Boulders"]
["Cage"]
["Cartridge"]
["Earth"]
["Filter Bed"]
["Filter Cloth"]
["Flat Panel"]
["Gravel"]
["Sand"]
["Screen"]
["Soil"]
["Undefined"]
["Select Lining Material from list"]
["Geo Membrane"]
["Polyethylene High Density "]
["Polyvinylchloride"]
["Undefined"]
["Enter Length (mm)"]
["Enter Width (mm)"]
["Enter Diameter (mm)"]
["Enter Depth (mm)"]
["Select Filter Media from list"]
["Boulders"]
["Cage"]
["Cartridge"]
["Earth"]
["Filter Bed"]
["Filter Cloth"]
["Flat Panel"]
["Gravel"]
["Sand"]
["Screen"]
["Soil"]
["Undefined"]
["Select Lining Material from list"]
["Geo Membrane"]
["Polyethylene High Density "]
["Polyvinylchloride"]
["Undefined"]
["Enter Length (mm)"]
["Enter Width (mm)"]
["Enter Diameter (mm)"]
["Enter Depth (mm)"]
["Select Filter Media from list"]
["Boulders"]
["Cage"]
["Cartridge"]
["Earth"]
["Filter Bed"]
["Filter Cloth"]
["Flat Panel"]
["Gravel"]
["Sand"]
["Screen"]
["Soil"]
["Undefined"]
["Select Lining Material from list"]
["Geo Membrane"]
["Polyethylene High Density "]
["Polyvinylchloride"]
["Undefined"]
["Enter Length (mm)"]
["Enter Width (mm)"]
["Enter Diameter (mm)"]
["Enter Depth (mm)"]
["Select Filter Media from list"]
["Boulders"]
["Cage"]
["Cartridge"]
["Earth"]
["Filter Bed"]
["Filter Cloth"]
["Flat Panel"]
["Gravel"]
["Sand"]
["Screen"]
["Soil"]
["Undefined"]
["Select Lining Material from list"]
["Geo Membrane"]
["Polyethylene High Density "]
["Polyvinylchloride"]
["Undefined"]
["Enter Length (mm)"]
["Enter Width (mm)"]
["Enter Diameter (mm)"]
["Enter Depth (mm)"]
["Enter Manufacturer"]
["Enter Model"]
["Enter Serial Number"]
["Enter Manufacturer"]
["Enter Model"]
["Enter Serial Number"]
["Enter Manufacturer"]
["Enter Model"]
["Enter Serial Number"]
["Enter Manufacturer"]
["Enter Model"]
["Enter Serial Number"]
["Enter Manufacturer"]
["Enter Model"]
["Enter Serial Number"]
["Select Material from list"]
["Aluminium"]
["Brass"]
["Brick"]
["Bronze"]
["Concrete"]
["Concrete - Reinforced"]
["Concrete - Unreinforced"]
["Ductile Iron"]
["Fibre Cement Sheets"]
["Fibreglass"]
["Galvanised Wrought Iron"]
["Grey Cast Iron"]
["Helicore Aluminium"]
["Iron"]
["Malleable Iron"]
["Mild Steel Welded"]
["Polystyrene Blocks"]
["Rubber"]
["Spiral Wound Aluminium"]
["Spiral Wound Steel/Aluminium"]
["Stainless Steel"]
["Stainless Steel (Grade 316)"]
["Steel Galvanised"]
["Steel"]
["Timber"]
["Undefined"]
["Wrought Iron"]
["Enter Length (m)"]
["Enter Height (m)"]
["Select Material from list"]
["Aluminium"]
["Brass"]
["Brick"]
["Bronze"]
["Concrete"]
["Concrete - Reinforced"]
["Concrete - Unreinforced"]
["Ductile Iron"]
["Fibre Cement Sheets"]
["Fibreglass"]
["Galvanised Wrought Iron"]
["Grey Cast Iron"]
["Helicore Aluminium"]
["Iron"]
["Malleable Iron"]
["Mild Steel Welded"]
["Polystyrene Blocks"]
["Rubber"]
["Spiral Wound Aluminium"]
["Spiral Wound Steel/Aluminium"]
["Stainless Steel"]
["Stainless Steel (Grade 316)"]
["Steel Galvanised"]
["Steel"]
["Timber"]
["Undefined"]
["Wrought Iron"]
["Enter Length (m)"]
["Enter Height (m)"]
["Select Material from list"]
["Aluminium"]
["Brass"]
["Brick"]
["Bronze"]
["Concrete"]
["Concrete - Reinforced"]
["Concrete - Unreinforced"]
["Ductile Iron"]
["Fibre Cement Sheets"]
["Fibreglass"]
["Galvanised Wrought Iron"]
["Grey Cast Iron"]
["Helicore Aluminium"]
["Iron"]
["Malleable Iron"]
["Mild Steel Welded"]
["Polystyrene Blocks"]
["Rubber"]
["Spiral Wound Aluminium"]
["Spiral Wound Steel/Aluminium"]
["Stainless Steel"]
["Stainless Steel (Grade 316)"]
["Steel Galvanised"]
["Steel"]
["Timber"]
["Undefined"]
["Wrought Iron"]
["Enter Length (m)"]
["Enter Height (m)"]
["Select Material from list"]
["Aluminium"]
["Brass"]
["Brick"]
["Bronze"]
["Concrete"]
["Concrete - Reinforced"]
["Concrete - Unreinforced"]
["Ductile Iron"]
["Fibre Cement Sheets"]
["Fibreglass"]
["Galvanised Wrought Iron"]
["Grey Cast Iron"]
["Helicore Aluminium"]
["Iron"]
["Malleable Iron"]
["Mild Steel Welded"]
["Polystyrene Blocks"]
["Rubber"]
["Spiral Wound Aluminium"]
["Spiral Wound Steel/Aluminium"]
["Stainless Steel"]
["Stainless Steel (Grade 316)"]
["Steel Galvanised"]
["Steel"]
["Timber"]
["Undefined"]
["Wrought Iron"]
["Enter Length (m)"]
["Enter Height (m)"]
["Select Material from list"]
["Aluminium"]
["Brass"]
["Brick"]
["Bronze"]
["Concrete"]
["Concrete - Reinforced"]
["Concrete - Unreinforced"]
["Ductile Iron"]
["Fibre Cement Sheets"]
["Fibreglass"]
["Galvanised Wrought Iron"]
["Grey Cast Iron"]
["Helicore Aluminium"]
["Iron"]
["Malleable Iron"]
["Mild Steel Welded"]
["Polystyrene Blocks"]
["Rubber"]
["Spiral Wound Aluminium"]
["Spiral Wound Steel/Aluminium"]
["Stainless Steel"]
["Stainless Steel (Grade 316)"]
["Steel Galvanised"]
["Steel"]
["Timber"]
["Undefined"]
["Wrought Iron"]
["Enter Length (m)"]
["Enter Height (m)"]
["Select Material from list"]
["Concrete - Reinforced"]
["Aluminium"]
["Concrete - Unreinforced"]
["Concrete Block"]
["Fibre Cement Sheets"]
["Steel"]
["Timber"]
["Undefined"]
["Select Construction Method from list"]
["Cast In-situ"]
["Precast"]
["Prefabricated"]
["Tilt Slab"]
["Undefined"]
["Select Headwall Type from list"]
["Headwall (No Apron)"]
["Headwall (With Apron)"]
["Undefined"]
["Wingwall - Double"]
["Wingwall - Long Throat"]
["Wingwall - Split"]
["Wingwall - Standard"]
["Enter Length (m)"]
["Enter Height (m)"]
["Enter Top RL (m)"]
["Enter Invert RL (m)"]
["Select Material from list"]
["Concrete - Reinforced"]
["Aluminium"]
["Concrete - Unreinforced"]
["Concrete Block"]
["Fibre Cement Sheets"]
["Steel"]
["Timber"]
["Undefined"]
["Select Construction Method from list"]
["Cast In-situ"]
["Precast"]
["Prefabricated"]
["Tilt Slab"]
["Undefined"]
["Select Headwall Type from list"]
["Headwall (No Apron)"]
["Headwall (With Apron)"]
["Undefined"]
["Wingwall - Double"]
["Wingwall - Long Throat"]
["Wingwall - Split"]
["Wingwall - Standard"]
["Enter Length (m)"]
["Enter Height (m)"]
["Enter Top RL (m)"]
["Enter Invert RL (m)"]
["Select Material from list"]
["Concrete - Reinforced"]
["Aluminium"]
["Concrete - Unreinforced"]
["Concrete Block"]
["Fibre Cement Sheets"]
["Steel"]
["Timber"]
["Undefined"]
["Select Construction Method from list"]
["Cast In-situ"]
["Precast"]
["Prefabricated"]
["Tilt Slab"]
["Undefined"]
["Select Headwall Type from list"]
["Headwall (No Apron)"]
["Headwall (With Apron)"]
["Undefined"]
["Wingwall - Double"]
["Wingwall - Long Throat"]
["Wingwall - Split"]
["Wingwall - Standard"]
["Enter Length (m)"]
["Enter Height (m)"]
["Enter Top RL (m)"]
["Enter Invert RL (m)"]
["Select Material from list"]
["Concrete - Reinforced"]
["Aluminium"]
["Concrete - Unreinforced"]
["Concrete Block"]
["Fibre Cement Sheets"]
["Steel"]
["Timber"]
["Undefined"]
["Select Construction Method from list"]
["Cast In-situ"]
["Precast"]
["Prefabricated"]
["Tilt Slab"]
["Undefined"]
["Select Headwall Type from list"]
["Headwall (No Apron)"]
["Headwall (With Apron)"]
["Undefined"]
["Wingwall - Double"]
["Wingwall - Long Throat"]
["Wingwall - Split"]
["Wingwall - Standard"]
["Enter Length (m)"]
["Enter Height (m)"]
["Enter Top RL (m)"]
["Enter Invert RL (m)"]
["Select Material from list"]
["Concrete - Reinforced"]
["Aluminium"]
["Concrete - Unreinforced"]
["Concrete Block"]
["Fibre Cement Sheets"]
["Steel"]
["Timber"]
["Undefined"]
["Select Construction Method from list"]
["Cast In-situ"]
["Precast"]
["Prefabricated"]
["Tilt Slab"]
["Undefined"]
["Select Headwall Type from list"]
["Headwall (No Apron)"]
["Headwall (With Apron)"]
["Undefined"]
["Wingwall - Double"]
["Wingwall - Long Throat"]
["Wingwall - Split"]
["Wingwall - Standard"]
["Enter Length (m)"]
["Enter Height (m)"]
["Enter Top RL (m)"]
["Enter Invert RL (m)"]
["Enter Manufacturer"]
["Enter Manufacturer"]
["Enter Manufacturer"]
["Enter Manufacturer"]
["Enter Manufacturer"]
["Select Input Voltage (V) from list"]
["120V (A.C)"]
["12V (D.C)"]
["240V (A.C)"]
["24V (D.C)"]
["430V (A.C)"]
["Undefined"]
["Enter Operating System"]
["Select Input Voltage (V) from list"]
["120V (A.C)"]
["12V (D.C)"]
["240V (A.C)"]
["24V (D.C)"]
["430V (A.C)"]
["Undefined"]
["Enter Operating System"]
["Select Input Voltage (V) from list"]
["120V (A.C)"]
["12V (D.C)"]
["240V (A.C)"]
["24V (D.C)"]
["430V (A.C)"]
["Undefined"]
["Enter Operating System"]
["Select Input Voltage (V) from list"]
["120V (A.C)"]
["12V (D.C)"]
["240V (A.C)"]
["24V (D.C)"]
["430V (A.C)"]
["Undefined"]
["Enter Operating System"]
["Select Input Voltage (V) from list"]
["120V (A.C)"]
["12V (D.C)"]
["240V (A.C)"]
["24V (D.C)"]
["430V (A.C)"]
["Undefined"]
["Enter Operating System"]
["Enter Manufacturer"]
["Enter Model"]
["Enter Serial Number"]
["Enter Warranty Expiry Date"]
["Enter Manufacturer"]
["Enter Model"]
["Enter Serial Number"]
["Enter Warranty Expiry Date"]
["Enter Manufacturer"]
["Enter Model"]
["Enter Serial Number"]
["Enter Warranty Expiry Date"]
["Enter Manufacturer"]
["Enter Model"]
["Enter Serial Number"]
["Enter Warranty Expiry Date"]
["Enter Manufacturer"]
["Enter Model"]
["Enter Serial Number"]
["Enter Warranty Expiry Date"]
["Select Locality from list"]
["Above Ground - Enclosed"]
["Above Ground - Exposed"]
["Submerged"]
["Undefined"]
["Underground - Buried"]
["Underground - Enclosed"]
["Select Valve State from list"]
["Dynamic"]
["Normally Closed"]
["Normally Open"]
["Partially Opened"]
["Undefined"]
["Select Close Direction from list"]
["Anti-Clockwise"]
["Clockwise"]
["Undefined"]
["Enter Diameter (mm)"]
["Enter Valve Top RL (m)"]
["Enter Rated Pressure (kPa)"]
["Select Locality from list"]
["Above Ground - Enclosed"]
["Above Ground - Exposed"]
["Submerged"]
["Undefined"]
["Underground - Buried"]
["Underground - Enclosed"]
["Select Valve State from list"]
["Dynamic"]
["Normally Closed"]
["Normally Open"]
["Partially Opened"]
["Undefined"]
["Select Close Direction from list"]
["Anti-Clockwise"]
["Clockwise"]
["Undefined"]
["Enter Diameter (mm)"]
["Enter Valve Top RL (m)"]
["Enter Rated Pressure (kPa)"]
["Select Locality from list"]
["Above Ground - Enclosed"]
["Above Ground - Exposed"]
["Submerged"]
["Undefined"]
["Underground - Buried"]
["Underground - Enclosed"]
["Select Valve State from list"]
["Dynamic"]
["Normally Closed"]
["Normally Open"]
["Partially Opened"]
["Undefined"]
["Select Close Direction from list"]
["Anti-Clockwise"]
["Clockwise"]
["Undefined"]
["Enter Diameter (mm)"]
["Enter Valve Top RL (m)"]
["Enter Rated Pressure (kPa)"]
["Select Locality from list"]
["Above Ground - Enclosed"]
["Above Ground - Exposed"]
["Submerged"]
["Undefined"]
["Underground - Buried"]
["Underground - Enclosed"]
["Select Valve State from list"]
["Dynamic"]
["Normally Closed"]
["Normally Open"]
["Partially Opened"]
["Undefined"]
["Select Close Direction from list"]
["Anti-Clockwise"]
["Clockwise"]
["Undefined"]
["Enter Diameter (mm)"]
["Enter Valve Top RL (m)"]
["Enter Rated Pressure (kPa)"]
["Select Locality from list"]
["Above Ground - Enclosed"]
["Above Ground - Exposed"]
["Submerged"]
["Undefined"]
["Underground - Buried"]
["Underground - Enclosed"]
["Select Valve State from list"]
["Dynamic"]
["Normally Closed"]
["Normally Open"]
["Partially Opened"]
["Undefined"]
["Select Close Direction from list"]
["Anti-Clockwise"]
["Clockwise"]
["Undefined"]
["Enter Diameter (mm)"]
["Enter Valve Top RL (m)"]
["Enter Rated Pressure (kPa)"]
["Enter Manufacturer"]
["Enter Model"]
["Enter Manufacturer"]
["Enter Model"]
["Enter Manufacturer"]
["Enter Model"]
["Enter Manufacturer"]
["Enter Model"]
["Enter Manufacturer"]
["Enter Model"]
["Select Filter Media from list"]
["Boulders"]
["Cage"]
["Cartridge"]
["Earth"]
["Filter Bed"]
["Filter Cloth"]
["Flat Panel"]
["Gravel"]
["Sand"]
["Screen"]
["Soil"]
["Undefined"]
["Select Lining Material from list"]
["Geo Membrane"]
["Polyethylene High Density "]
["Polyvinylchloride"]
["Undefined"]
["Enter Length (mm)"]
["Enter Width (mm)"]
["Enter Depth (mm)"]
["Enter Infiltration (L/min)"]
["Select Filter Media from list"]
["Boulders"]
["Cage"]
["Cartridge"]
["Earth"]
["Filter Bed"]
["Filter Cloth"]
["Flat Panel"]
["Gravel"]
["Sand"]
["Screen"]
["Soil"]
["Undefined"]
["Select Lining Material from list"]
["Geo Membrane"]
["Polyethylene High Density "]
["Polyvinylchloride"]
["Undefined"]
["Enter Length (mm)"]
["Enter Width (mm)"]
["Enter Depth (mm)"]
["Enter Infiltration (L/min)"]
["Select Filter Media from list"]
["Boulders"]
["Cage"]
["Cartridge"]
["Earth"]
["Filter Bed"]
["Filter Cloth"]
["Flat Panel"]
["Gravel"]
["Sand"]
["Screen"]
["Soil"]
["Undefined"]
["Select Lining Material from list"]
["Geo Membrane"]
["Polyethylene High Density "]
["Polyvinylchloride"]
["Undefined"]
["Enter Length (mm)"]
["Enter Width (mm)"]
["Enter Depth (mm)"]
["Enter Infiltration (L/min)"]
["Select Filter Media from list"]
["Boulders"]
["Cage"]
["Cartridge"]
["Earth"]
["Filter Bed"]
["Filter Cloth"]
["Flat Panel"]
["Gravel"]
["Sand"]
["Screen"]
["Soil"]
["Undefined"]
["Select Lining Material from list"]
["Geo Membrane"]
["Polyethylene High Density "]
["Polyvinylchloride"]
["Undefined"]
["Enter Length (mm)"]
["Enter Width (mm)"]
["Enter Depth (mm)"]
["Enter Infiltration (L/min)"]
["Select Filter Media from list"]
["Boulders"]
["Cage"]
["Cartridge"]
["Earth"]
["Filter Bed"]
["Filter Cloth"]
["Flat Panel"]
["Gravel"]
["Sand"]
["Screen"]
["Soil"]
["Undefined"]
["Select Lining Material from list"]
["Geo Membrane"]
["Polyethylene High Density "]
["Polyvinylchloride"]
["Undefined"]
["Enter Length (mm)"]
["Enter Width (mm)"]
["Enter Depth (mm)"]
["Enter Infiltration (L/min)"]
["Select Filter Media from list"]
["Boulders"]
["Cage"]
["Cartridge"]
["Earth"]
["Filter Bed"]
["Filter Cloth"]
["Flat Panel"]
["Gravel"]
["Sand"]
["Screen"]
["Soil"]
["Undefined"]
["Enter Length (mm)"]
["Enter Width (mm)"]
["Enter Diameter (mm)"]
["Select Filter Media from list"]
["Boulders"]
["Cage"]
["Cartridge"]
["Earth"]
["Filter Bed"]
["Filter Cloth"]
["Flat Panel"]
["Gravel"]
["Sand"]
["Screen"]
["Soil"]
["Undefined"]
["Enter Length (mm)"]
["Enter Width (mm)"]
["Enter Diameter (mm)"]
["Select Filter Media from list"]
["Boulders"]
["Cage"]
["Cartridge"]
["Earth"]
["Filter Bed"]
["Filter Cloth"]
["Flat Panel"]
["Gravel"]
["Sand"]
["Screen"]
["Soil"]
["Undefined"]
["Enter Length (mm)"]
["Enter Width (mm)"]
["Enter Diameter (mm)"]
["Select Filter Media from list"]
["Boulders"]
["Cage"]
["Cartridge"]
["Earth"]
["Filter Bed"]
["Filter Cloth"]
["Flat Panel"]
["Gravel"]
["Sand"]
["Screen"]
["Soil"]
["Undefined"]
["Enter Length (mm)"]
["Enter Width (mm)"]
["Enter Diameter (mm)"]
["Select Filter Media from list"]
["Boulders"]
["Cage"]
["Cartridge"]
["Earth"]
["Filter Bed"]
["Filter Cloth"]
["Flat Panel"]
["Gravel"]
["Sand"]
["Screen"]
["Soil"]
["Undefined"]
["Enter Length (mm)"]
["Enter Width (mm)"]
["Enter Diameter (mm)"]
["Enter Manufacturer"]
["Enter Model"]
["Enter Manufacturer"]
["Enter Model"]
["Enter Manufacturer"]
["Enter Model"]
["Enter Manufacturer"]
["Enter Model"]
["Enter Manufacturer"]
["Enter Model"]
["Select Material from list"]
["Brick"]
["Cast Iron"]
["Concrete - Reinforced"]
["Concrete - Unreinforced"]
["Concrete Block"]
["Corrugated  Steel"]
["Corrugated Aluminium"]
["Ductile Iron"]
["Fibreglass"]
["Glazed Earthenware"]
["Polyethylene"]
["Polyvinylchloride"]
["Timber"]
["Undefined"]
["Stainless Steel"]
["Select Construction Method from list"]
["Cast In-situ"]
["Precast"]
["Prefabricated"]
["Tilt Slab"]
["Undefined"]
["Select Chamber Shape from list"]
["Circular"]
["Irregular"]
["Oval"]
["Rectangular"]
["Undefined"]
["Select Lid Type from list"]
["Grated"]
["Solid"]
["Undefined"]
["Vented"]
["Select Lid Material from list"]
["Undefined"]
["Aluminium"]
["Steel"]
["Select Lid Shape from list"]
["Circular"]
["Oval"]
["Rectangular"]
["Undefined"]
["Select Lid Fixing from list"]
["Fixed In Place"]
["Free"]
["Hinged"]
["Hinged With Tie Off"]
["Screwed"]
["Sliding"]
["Undefined"]
["Select Lid Security from list"]
["Bolted"]
["Free"]
["Lockable"]
["Undefined"]
["Welded"]
["Select Lid Class from list"]
["Class A - Footpaths  For Pedestrians And Cycle ways"]
["Class B - Footpaths For Light Vehicle, Pedestrian Precincts"]
["Class C - Pedestrian Areas With Slow Moving Commercial Vehicles, Parkside Areas, Kerbsides"]
["Class D - Carriageways Roads For Commercial Vehicles"]
["Class E - Industrial Areas"]
["Undefined"]
["Enter Diameter (m)"]
["Enter Length (m)"]
["Enter Width (m)"]
["Enter Depth (m)"]
["Enter Lid RL (m)"]
["Enter Base RL (m)"]
["Enter Lid Diameter (mm)"]
["Enter Lid Length (mm)"]
["Enter Lid Width (mm)"]
["Select Material from list"]
["Brick"]
["Cast Iron"]
["Concrete - Reinforced"]
["Concrete - Unreinforced"]
["Concrete Block"]
["Corrugated  Steel"]
["Corrugated Aluminium"]
["Ductile Iron"]
["Fibreglass"]
["Glazed Earthenware"]
["Polyethylene"]
["Polyvinylchloride"]
["Timber"]
["Undefined"]
["Stainless Steel"]
["Select Construction Method from list"]
["Cast In-situ"]
["Precast"]
["Prefabricated"]
["Tilt Slab"]
["Undefined"]
["Select Chamber Shape from list"]
["Circular"]
["Irregular"]
["Oval"]
["Rectangular"]
["Undefined"]
["Select Lid Type from list"]
["Grated"]
["Solid"]
["Undefined"]
["Vented"]
["Select Lid Material from list"]
["Undefined"]
["Aluminium"]
["Steel"]
["Select Lid Shape from list"]
["Circular"]
["Oval"]
["Rectangular"]
["Undefined"]
["Select Lid Fixing from list"]
["Fixed In Place"]
["Free"]
["Hinged"]
["Hinged With Tie Off"]
["Screwed"]
["Sliding"]
["Undefined"]
["Select Lid Security from list"]
["Bolted"]
["Free"]
["Lockable"]
["Undefined"]
["Welded"]
["Select Lid Class from list"]
["Class A - Footpaths  For Pedestrians And Cycle ways"]
["Class B - Footpaths For Light Vehicle, Pedestrian Precincts"]
["Class C - Pedestrian Areas With Slow Moving Commercial Vehicles, Parkside Areas, Kerbsides"]
["Class D - Carriageways Roads For Commercial Vehicles"]
["Class E - Industrial Areas"]
["Undefined"]
["Enter Diameter (m)"]
["Enter Length (m)"]
["Enter Width (m)"]
["Enter Depth (m)"]
["Enter Lid RL (m)"]
["Enter Base RL (m)"]
["Enter Lid Diameter (mm)"]
["Enter Lid Length (mm)"]
["Enter Lid Width (mm)"]
["Select Material from list"]
["Brick"]
["Cast Iron"]
["Concrete - Reinforced"]
["Concrete - Unreinforced"]
["Concrete Block"]
["Corrugated  Steel"]
["Corrugated Aluminium"]
["Ductile Iron"]
["Fibreglass"]
["Glazed Earthenware"]
["Polyethylene"]
["Polyvinylchloride"]
["Timber"]
["Undefined"]
["Stainless Steel"]
["Select Construction Method from list"]
["Cast In-situ"]
["Precast"]
["Prefabricated"]
["Tilt Slab"]
["Undefined"]
["Select Chamber Shape from list"]
["Circular"]
["Irregular"]
["Oval"]
["Rectangular"]
["Undefined"]
["Select Lid Type from list"]
["Grated"]
["Solid"]
["Undefined"]
["Vented"]
["Select Lid Material from list"]
["Undefined"]
["Aluminium"]
["Steel"]
["Select Lid Shape from list"]
["Circular"]
["Oval"]
["Rectangular"]
["Undefined"]
["Select Lid Fixing from list"]
["Fixed In Place"]
["Free"]
["Hinged"]
["Hinged With Tie Off"]
["Screwed"]
["Sliding"]
["Undefined"]
["Select Lid Security from list"]
["Bolted"]
["Free"]
["Lockable"]
["Undefined"]
["Welded"]
["Select Lid Class from list"]
["Class A - Footpaths  For Pedestrians And Cycle ways"]
["Class B - Footpaths For Light Vehicle, Pedestrian Precincts"]
["Class C - Pedestrian Areas With Slow Moving Commercial Vehicles, Parkside Areas, Kerbsides"]
["Class D - Carriageways Roads For Commercial Vehicles"]
["Class E - Industrial Areas"]
["Undefined"]
["Enter Diameter (m)"]
["Enter Length (m)"]
["Enter Width (m)"]
["Enter Depth (m)"]
["Enter Lid RL (m)"]
["Enter Base RL (m)"]
["Enter Lid Diameter (mm)"]
["Enter Lid Length (mm)"]
["Enter Lid Width (mm)"]
["Select Material from list"]
["Brick"]
["Cast Iron"]
["Concrete - Reinforced"]
["Concrete - Unreinforced"]
["Concrete Block"]
["Corrugated  Steel"]
["Corrugated Aluminium"]
["Ductile Iron"]
["Fibreglass"]
["Glazed Earthenware"]
["Polyethylene"]
["Polyvinylchloride"]
["Timber"]
["Undefined"]
["Stainless Steel"]
["Select Construction Method from list"]
["Cast In-situ"]
["Precast"]
["Prefabricated"]
["Tilt Slab"]
["Undefined"]
["Select Chamber Shape from list"]
["Circular"]
["Irregular"]
["Oval"]
["Rectangular"]
["Undefined"]
["Select Lid Type from list"]
["Grated"]
["Solid"]
["Undefined"]
["Vented"]
["Select Lid Material from list"]
["Undefined"]
["Aluminium"]
["Steel"]
["Select Lid Shape from list"]
["Circular"]
["Oval"]
["Rectangular"]
["Undefined"]
["Select Lid Fixing from list"]
["Fixed In Place"]
["Free"]
["Hinged"]
["Hinged With Tie Off"]
["Screwed"]
["Sliding"]
["Undefined"]
["Select Lid Security from list"]
["Bolted"]
["Free"]
["Lockable"]
["Undefined"]
["Welded"]
["Select Lid Class from list"]
["Class A - Footpaths  For Pedestrians And Cycle ways"]
["Class B - Footpaths For Light Vehicle, Pedestrian Precincts"]
["Class C - Pedestrian Areas With Slow Moving Commercial Vehicles, Parkside Areas, Kerbsides"]
["Class D - Carriageways Roads For Commercial Vehicles"]
["Class E - Industrial Areas"]
["Undefined"]
["Enter Diameter (m)"]
["Enter Length (m)"]
["Enter Width (m)"]
["Enter Depth (m)"]
["Enter Lid RL (m)"]
["Enter Base RL (m)"]
["Enter Lid Diameter (mm)"]
["Enter Lid Length (mm)"]
["Enter Lid Width (mm)"]
["Select Material from list"]
["Brick"]
["Cast Iron"]
["Concrete - Reinforced"]
["Concrete - Unreinforced"]
["Concrete Block"]
["Corrugated  Steel"]
["Corrugated Aluminium"]
["Ductile Iron"]
["Fibreglass"]
["Glazed Earthenware"]
["Polyethylene"]
["Polyvinylchloride"]
["Timber"]
["Undefined"]
["Stainless Steel"]
["Select Construction Method from list"]
["Cast In-situ"]
["Precast"]
["Prefabricated"]
["Tilt Slab"]
["Undefined"]
["Select Chamber Shape from list"]
["Circular"]
["Irregular"]
["Oval"]
["Rectangular"]
["Undefined"]
["Select Lid Type from list"]
["Grated"]
["Solid"]
["Undefined"]
["Vented"]
["Select Lid Material from list"]
["Undefined"]
["Aluminium"]
["Steel"]
["Select Lid Shape from list"]
["Circular"]
["Oval"]
["Rectangular"]
["Undefined"]
["Select Lid Fixing from list"]
["Fixed In Place"]
["Free"]
["Hinged"]
["Hinged With Tie Off"]
["Screwed"]
["Sliding"]
["Undefined"]
["Select Lid Security from list"]
["Bolted"]
["Free"]
["Lockable"]
["Undefined"]
["Welded"]
["Select Lid Class from list"]
["Class A - Footpaths  For Pedestrians And Cycle ways"]
["Class B - Footpaths For Light Vehicle, Pedestrian Precincts"]
["Class C - Pedestrian Areas With Slow Moving Commercial Vehicles, Parkside Areas, Kerbsides"]
["Class D - Carriageways Roads For Commercial Vehicles"]
["Class E - Industrial Areas"]
["Undefined"]
["Enter Diameter (m)"]
["Enter Length (m)"]
["Enter Width (m)"]
["Enter Depth (m)"]
["Enter Lid RL (m)"]
["Enter Base RL (m)"]
["Enter Lid Diameter (mm)"]
["Enter Lid Length (mm)"]
["Enter Lid Width (mm)"]
["Enter Manufacturer"]
["Enter Model"]
["Enter Manufacturer"]
["Enter Model"]
["Enter Manufacturer"]
["Enter Model"]
["Enter Manufacturer"]
["Enter Model"]
["Enter Manufacturer"]
["Enter Model"]
["Select Locality from list"]
["Above Ground - Enclosed"]
["Above Ground - Exposed"]
["Submerged"]
["Undefined"]
["Underground - Buried"]
["Underground - Enclosed"]
["Select Valve State from list"]
["Dynamic"]
["Normally Closed"]
["Normally Open"]
["Partially Opened"]
["Undefined"]
["Select Valve Type from list"]
["Air Release (Standard)"]
["Altitude"]
["Ball"]
["Butterfly"]
["Combination Air"]
["Diaphragm"]
["Duck Bill"]
["Float"]
["Flow Control"]
["Gate"]
["Non Return Valve"]
["Penstock"]
["Plug (Tap)"]
["Undefined"]
["Select Close Direction from list"]
["Anti-Clockwise"]
["Clockwise"]
["Undefined"]
["Enter Diameter (mm)"]
["Enter Valve Top RL (m)"]
["Enter Rated Pressure (kPa)"]
["Select Locality from list"]
["Above Ground - Enclosed"]
["Above Ground - Exposed"]
["Submerged"]
["Undefined"]
["Underground - Buried"]
["Underground - Enclosed"]
["Select Valve State from list"]
["Dynamic"]
["Normally Closed"]
["Normally Open"]
["Partially Opened"]
["Undefined"]
["Select Valve Type from list"]
["Air Release (Standard)"]
["Altitude"]
["Ball"]
["Butterfly"]
["Combination Air"]
["Diaphragm"]
["Duck Bill"]
["Float"]
["Flow Control"]
["Gate"]
["Non Return Valve"]
["Penstock"]
["Plug (Tap)"]
["Undefined"]
["Select Close Direction from list"]
["Anti-Clockwise"]
["Clockwise"]
["Undefined"]
["Enter Diameter (mm)"]
["Enter Valve Top RL (m)"]
["Enter Rated Pressure (kPa)"]
["Select Locality from list"]
["Above Ground - Enclosed"]
["Above Ground - Exposed"]
["Submerged"]
["Undefined"]
["Underground - Buried"]
["Underground - Enclosed"]
["Select Valve State from list"]
["Dynamic"]
["Normally Closed"]
["Normally Open"]
["Partially Opened"]
["Undefined"]
["Select Valve Type from list"]
["Air Release (Standard)"]
["Altitude"]
["Ball"]
["Butterfly"]
["Combination Air"]
["Diaphragm"]
["Duck Bill"]
["Float"]
["Flow Control"]
["Gate"]
["Non Return Valve"]
["Penstock"]
["Plug (Tap)"]
["Undefined"]
["Select Close Direction from list"]
["Anti-Clockwise"]
["Clockwise"]
["Undefined"]
["Enter Diameter (mm)"]
["Enter Valve Top RL (m)"]
["Enter Rated Pressure (kPa)"]
["Select Locality from list"]
["Above Ground - Enclosed"]
["Above Ground - Exposed"]
["Submerged"]
["Undefined"]
["Underground - Buried"]
["Underground - Enclosed"]
["Select Valve State from list"]
["Dynamic"]
["Normally Closed"]
["Normally Open"]
["Partially Opened"]
["Undefined"]
["Select Valve Type from list"]
["Air Release (Standard)"]
["Altitude"]
["Ball"]
["Butterfly"]
["Combination Air"]
["Diaphragm"]
["Duck Bill"]
["Float"]
["Flow Control"]
["Gate"]
["Non Return Valve"]
["Penstock"]
["Plug (Tap)"]
["Undefined"]
["Select Close Direction from list"]
["Anti-Clockwise"]
["Clockwise"]
["Undefined"]
["Enter Diameter (mm)"]
["Enter Valve Top RL (m)"]
["Enter Rated Pressure (kPa)"]
["Select Locality from list"]
["Above Ground - Enclosed"]
["Above Ground - Exposed"]
["Submerged"]
["Undefined"]
["Underground - Buried"]
["Underground - Enclosed"]
["Select Valve State from list"]
["Dynamic"]
["Normally Closed"]
["Normally Open"]
["Partially Opened"]
["Undefined"]
["Select Valve Type from list"]
["Air Release (Standard)"]
["Altitude"]
["Ball"]
["Butterfly"]
["Combination Air"]
["Diaphragm"]
["Duck Bill"]
["Float"]
["Flow Control"]
["Gate"]
["Non Return Valve"]
["Penstock"]
["Plug (Tap)"]
["Undefined"]
["Select Close Direction from list"]
["Anti-Clockwise"]
["Clockwise"]
["Undefined"]
["Enter Diameter (mm)"]
["Enter Valve Top RL (m)"]
["Enter Rated Pressure (kPa)"]
["Enter Manufacturer"]
["Enter Model"]
["Enter Manufacturer"]
["Enter Model"]
["Enter Manufacturer"]
["Enter Model"]
["Enter Manufacturer"]
["Enter Model"]
["Enter Manufacturer"]
["Enter Model"]
["Select Material from list"]
["Aluminium"]
["Brass"]
["Brick"]
["Bronze"]
["Concrete"]
["Concrete - Reinforced"]
["Concrete - Unreinforced"]
["Ductile Iron"]
["Fibre Cement Sheets"]
["Fibreglass"]
["Galvanised Wrought Iron"]
["Grey Cast Iron"]
["Helicore Aluminium"]
["Iron"]
["Malleable Iron"]
["Mild Steel Welded"]
["Polystyrene Blocks"]
["Rubber"]
["Spiral Wound Aluminium"]
["Spiral Wound Steel/Aluminium"]
["Stainless Steel"]
["Stainless Steel (Grade 316)"]
["Steel Galvanised"]
["Steel"]
["Timber"]
["Undefined"]
["Wrought Iron"]
["Enter Height (m)"]
["Enter Max Rated Load (kN)"]
["Select Material from list"]
["Aluminium"]
["Brass"]
["Brick"]
["Bronze"]
["Concrete"]
["Concrete - Reinforced"]
["Concrete - Unreinforced"]
["Ductile Iron"]
["Fibre Cement Sheets"]
["Fibreglass"]
["Galvanised Wrought Iron"]
["Grey Cast Iron"]
["Helicore Aluminium"]
["Iron"]
["Malleable Iron"]
["Mild Steel Welded"]
["Polystyrene Blocks"]
["Rubber"]
["Spiral Wound Aluminium"]
["Spiral Wound Steel/Aluminium"]
["Stainless Steel"]
["Stainless Steel (Grade 316)"]
["Steel Galvanised"]
["Steel"]
["Timber"]
["Undefined"]
["Wrought Iron"]
["Enter Height (m)"]
["Enter Max Rated Load (kN)"]
["Select Material from list"]
["Aluminium"]
["Brass"]
["Brick"]
["Bronze"]
["Concrete"]
["Concrete - Reinforced"]
["Concrete - Unreinforced"]
["Ductile Iron"]
["Fibre Cement Sheets"]
["Fibreglass"]
["Galvanised Wrought Iron"]
["Grey Cast Iron"]
["Helicore Aluminium"]
["Iron"]
["Malleable Iron"]
["Mild Steel Welded"]
["Polystyrene Blocks"]
["Rubber"]
["Spiral Wound Aluminium"]
["Spiral Wound Steel/Aluminium"]
["Stainless Steel"]
["Stainless Steel (Grade 316)"]
["Steel Galvanised"]
["Steel"]
["Timber"]
["Undefined"]
["Wrought Iron"]
["Enter Height (m)"]
["Enter Max Rated Load (kN)"]
["Select Material from list"]
["Aluminium"]
["Brass"]
["Brick"]
["Bronze"]
["Concrete"]
["Concrete - Reinforced"]
["Concrete - Unreinforced"]
["Ductile Iron"]
["Fibre Cement Sheets"]
["Fibreglass"]
["Galvanised Wrought Iron"]
["Grey Cast Iron"]
["Helicore Aluminium"]
["Iron"]
["Malleable Iron"]
["Mild Steel Welded"]
["Polystyrene Blocks"]
["Rubber"]
["Spiral Wound Aluminium"]
["Spiral Wound Steel/Aluminium"]
["Stainless Steel"]
["Stainless Steel (Grade 316)"]
["Steel Galvanised"]
["Steel"]
["Timber"]
["Undefined"]
["Wrought Iron"]
["Enter Height (m)"]
["Enter Max Rated Load (kN)"]
["Select Material from list"]
["Aluminium"]
["Brass"]
["Brick"]
["Bronze"]
["Concrete"]
["Concrete - Reinforced"]
["Concrete - Unreinforced"]
["Ductile Iron"]
["Fibre Cement Sheets"]
["Fibreglass"]
["Galvanised Wrought Iron"]
["Grey Cast Iron"]
["Helicore Aluminium"]
["Iron"]
["Malleable Iron"]
["Mild Steel Welded"]
["Polystyrene Blocks"]
["Rubber"]
["Spiral Wound Aluminium"]
["Spiral Wound Steel/Aluminium"]
["Stainless Steel"]
["Stainless Steel (Grade 316)"]
["Steel Galvanised"]
["Steel"]
["Timber"]
["Undefined"]
["Wrought Iron"]
["Enter Height (m)"]
["Enter Max Rated Load (kN)"]
["Select Input Voltage (V) from list"]
["120V (A.C)"]
["12V (D.C)"]
["240V (A.C)"]
["24V (D.C)"]
["430V (A.C)"]
["Undefined"]
["Select Locality from list"]
["Above Ground - Enclosed"]
["Above Ground - Exposed"]
["Submerged"]
["Undefined"]
["Underground - Buried"]
["Underground - Enclosed"]
["Select Monitoring Type from list"]
["Internal Logger"]
["Remote Logger"]
["SCADA"]
["Undefined"]
["Select Sensor Datum from list"]
["Above Ground Level"]
["Above Structure Base"]
["Below Ground Level"]
["Below Lid Level"]
["Measured from Pump"]
["Enter Calibration Agent"]
["Enter Calibration Number"]
["Enter Calibration Exp Date"]
["Enter Depth To Datum (m)"]
["Select Input Voltage (V) from list"]
["120V (A.C)"]
["12V (D.C)"]
["240V (A.C)"]
["24V (D.C)"]
["430V (A.C)"]
["Undefined"]
["Select Locality from list"]
["Above Ground - Enclosed"]
["Above Ground - Exposed"]
["Submerged"]
["Undefined"]
["Underground - Buried"]
["Underground - Enclosed"]
["Select Monitoring Type from list"]
["Internal Logger"]
["Remote Logger"]
["SCADA"]
["Undefined"]
["Select Sensor Datum from list"]
["Above Ground Level"]
["Above Structure Base"]
["Below Ground Level"]
["Below Lid Level"]
["Measured from Pump"]
["Enter Calibration Agent"]
["Enter Calibration Number"]
["Enter Calibration Exp Date"]
["Enter Depth To Datum (m)"]
["Select Input Voltage (V) from list"]
["120V (A.C)"]
["12V (D.C)"]
["240V (A.C)"]
["24V (D.C)"]
["430V (A.C)"]
["Undefined"]
["Select Locality from list"]
["Above Ground - Enclosed"]
["Above Ground - Exposed"]
["Submerged"]
["Undefined"]
["Underground - Buried"]
["Underground - Enclosed"]
["Select Monitoring Type from list"]
["Internal Logger"]
["Remote Logger"]
["SCADA"]
["Undefined"]
["Select Sensor Datum from list"]
["Above Ground Level"]
["Above Structure Base"]
["Below Ground Level"]
["Below Lid Level"]
["Measured from Pump"]
["Enter Calibration Agent"]
["Enter Calibration Number"]
["Enter Calibration Exp Date"]
["Enter Depth To Datum (m)"]
["Select Input Voltage (V) from list"]
["120V (A.C)"]
["12V (D.C)"]
["240V (A.C)"]
["24V (D.C)"]
["430V (A.C)"]
["Undefined"]
["Select Locality from list"]
["Above Ground - Enclosed"]
["Above Ground - Exposed"]
["Submerged"]
["Undefined"]
["Underground - Buried"]
["Underground - Enclosed"]
["Select Monitoring Type from list"]
["Internal Logger"]
["Remote Logger"]
["SCADA"]
["Undefined"]
["Select Sensor Datum from list"]
["Above Ground Level"]
["Above Structure Base"]
["Below Ground Level"]
["Below Lid Level"]
["Measured from Pump"]
["Enter Calibration Agent"]
["Enter Calibration Number"]
["Enter Calibration Exp Date"]
["Enter Depth To Datum (m)"]
["Select Input Voltage (V) from list"]
["120V (A.C)"]
["12V (D.C)"]
["240V (A.C)"]
["24V (D.C)"]
["430V (A.C)"]
["Undefined"]
["Select Locality from list"]
["Above Ground - Enclosed"]
["Above Ground - Exposed"]
["Submerged"]
["Undefined"]
["Underground - Buried"]
["Underground - Enclosed"]
["Select Monitoring Type from list"]
["Internal Logger"]
["Remote Logger"]
["SCADA"]
["Undefined"]
["Select Sensor Datum from list"]
["Above Ground Level"]
["Above Structure Base"]
["Below Ground Level"]
["Below Lid Level"]
["Measured from Pump"]
["Enter Calibration Agent"]
["Enter Calibration Number"]
["Enter Calibration Exp Date"]
["Enter Depth To Datum (m)"]
["Enter Manufacturer"]
["Enter Model"]
["Enter Serial Number"]
["Enter Warranty Expiry Date"]
["Enter Manufacturer"]
["Enter Model"]
["Enter Serial Number"]
["Enter Warranty Expiry Date"]
["Enter Manufacturer"]
["Enter Model"]
["Enter Serial Number"]
["Enter Warranty Expiry Date"]
["Enter Manufacturer"]
["Enter Model"]
["Enter Serial Number"]
["Enter Warranty Expiry Date"]
["Enter Manufacturer"]
["Enter Model"]
["Enter Serial Number"]
["Enter Warranty Expiry Date"]
["Select Input Voltage (V) from list"]
["120V (A.C)"]
["12V (D.C)"]
["240V (A.C)"]
["24V (D.C)"]
["430V (A.C)"]
["Undefined"]
["Select Locality from list"]
["Above Ground - Enclosed"]
["Above Ground - Exposed"]
["Submerged"]
["Undefined"]
["Underground - Buried"]
["Underground - Enclosed"]
["Select Monitoring Type from list"]
["Internal Logger"]
["Remote Logger"]
["SCADA"]
["Undefined"]
["Enter Calibration Agent"]
["Enter Calibration Number"]
["Enter Calibration Exp Date"]
["Select Input Voltage (V) from list"]
["120V (A.C)"]
["12V (D.C)"]
["240V (A.C)"]
["24V (D.C)"]
["430V (A.C)"]
["Undefined"]
["Select Locality from list"]
["Above Ground - Enclosed"]
["Above Ground - Exposed"]
["Submerged"]
["Undefined"]
["Underground - Buried"]
["Underground - Enclosed"]
["Select Monitoring Type from list"]
["Internal Logger"]
["Remote Logger"]
["SCADA"]
["Undefined"]
["Enter Calibration Agent"]
["Enter Calibration Number"]
["Enter Calibration Exp Date"]
["Select Input Voltage (V) from list"]
["120V (A.C)"]
["12V (D.C)"]
["240V (A.C)"]
["24V (D.C)"]
["430V (A.C)"]
["Undefined"]
["Select Locality from list"]
["Above Ground - Enclosed"]
["Above Ground - Exposed"]
["Submerged"]
["Undefined"]
["Underground - Buried"]
["Underground - Enclosed"]
["Select Monitoring Type from list"]
["Internal Logger"]
["Remote Logger"]
["SCADA"]
["Undefined"]
["Enter Calibration Agent"]
["Enter Calibration Number"]
["Enter Calibration Exp Date"]
["Select Input Voltage (V) from list"]
["120V (A.C)"]
["12V (D.C)"]
["240V (A.C)"]
["24V (D.C)"]
["430V (A.C)"]
["Undefined"]
["Select Locality from list"]
["Above Ground - Enclosed"]
["Above Ground - Exposed"]
["Submerged"]
["Undefined"]
["Underground - Buried"]
["Underground - Enclosed"]
["Select Monitoring Type from list"]
["Internal Logger"]
["Remote Logger"]
["SCADA"]
["Undefined"]
["Enter Calibration Agent"]
["Enter Calibration Number"]
["Enter Calibration Exp Date"]
["Select Input Voltage (V) from list"]
["120V (A.C)"]
["12V (D.C)"]
["240V (A.C)"]
["24V (D.C)"]
["430V (A.C)"]
["Undefined"]
["Select Locality from list"]
["Above Ground - Enclosed"]
["Above Ground - Exposed"]
["Submerged"]
["Undefined"]
["Underground - Buried"]
["Underground - Enclosed"]
["Select Monitoring Type from list"]
["Internal Logger"]
["Remote Logger"]
["SCADA"]
["Undefined"]
["Enter Calibration Agent"]
["Enter Calibration Number"]
["Enter Calibration Exp Date"]
["Enter Manufacturer"]
["Enter Model"]
["Enter Serial Number"]
["Enter Warranty Expiry Date"]
["Enter Manufacturer"]
["Enter Model"]
["Enter Serial Number"]
["Enter Warranty Expiry Date"]
["Enter Manufacturer"]
["Enter Model"]
["Enter Serial Number"]
["Enter Warranty Expiry Date"]
["Enter Manufacturer"]
["Enter Model"]
["Enter Serial Number"]
["Enter Warranty Expiry Date"]
["Enter Manufacturer"]
["Enter Model"]
["Enter Serial Number"]
["Enter Warranty Expiry Date"]
["Select Material from list"]
["Aluminium"]
["Brass"]
["Brick"]
["Bronze"]
["Concrete"]
["Concrete - Reinforced"]
["Concrete - Unreinforced"]
["Ductile Iron"]
["Fibre Cement Sheets"]
["Fibreglass"]
["Galvanised Wrought Iron"]
["Grey Cast Iron"]
["Helicore Aluminium"]
["Iron"]
["Malleable Iron"]
["Mild Steel Welded"]
["Polystyrene Blocks"]
["Rubber"]
["Spiral Wound Aluminium"]
["Spiral Wound Steel/Aluminium"]
["Stainless Steel"]
["Stainless Steel (Grade 316)"]
["Steel Galvanised"]
["Steel"]
["Timber"]
["Undefined"]
["Wrought Iron"]
["Enter Height (m)"]
["Enter Cert Agent"]
["Enter Cert Number"]
["Enter Cert Expiry Date"]
["Enter Max Rated Load (kN)"]
["Select Material from list"]
["Aluminium"]
["Brass"]
["Brick"]
["Bronze"]
["Concrete"]
["Concrete - Reinforced"]
["Concrete - Unreinforced"]
["Ductile Iron"]
["Fibre Cement Sheets"]
["Fibreglass"]
["Galvanised Wrought Iron"]
["Grey Cast Iron"]
["Helicore Aluminium"]
["Iron"]
["Malleable Iron"]
["Mild Steel Welded"]
["Polystyrene Blocks"]
["Rubber"]
["Spiral Wound Aluminium"]
["Spiral Wound Steel/Aluminium"]
["Stainless Steel"]
["Stainless Steel (Grade 316)"]
["Steel Galvanised"]
["Steel"]
["Timber"]
["Undefined"]
["Wrought Iron"]
["Enter Height (m)"]
["Enter Cert Agent"]
["Enter Cert Number"]
["Enter Cert Expiry Date"]
["Enter Max Rated Load (kN)"]
["Select Material from list"]
["Aluminium"]
["Brass"]
["Brick"]
["Bronze"]
["Concrete"]
["Concrete - Reinforced"]
["Concrete - Unreinforced"]
["Ductile Iron"]
["Fibre Cement Sheets"]
["Fibreglass"]
["Galvanised Wrought Iron"]
["Grey Cast Iron"]
["Helicore Aluminium"]
["Iron"]
["Malleable Iron"]
["Mild Steel Welded"]
["Polystyrene Blocks"]
["Rubber"]
["Spiral Wound Aluminium"]
["Spiral Wound Steel/Aluminium"]
["Stainless Steel"]
["Stainless Steel (Grade 316)"]
["Steel Galvanised"]
["Steel"]
["Timber"]
["Undefined"]
["Wrought Iron"]
["Enter Height (m)"]
["Enter Cert Agent"]
["Enter Cert Number"]
["Enter Cert Expiry Date"]
["Enter Max Rated Load (kN)"]
["Select Material from list"]
["Aluminium"]
["Brass"]
["Brick"]
["Bronze"]
["Concrete"]
["Concrete - Reinforced"]
["Concrete - Unreinforced"]
["Ductile Iron"]
["Fibre Cement Sheets"]
["Fibreglass"]
["Galvanised Wrought Iron"]
["Grey Cast Iron"]
["Helicore Aluminium"]
["Iron"]
["Malleable Iron"]
["Mild Steel Welded"]
["Polystyrene Blocks"]
["Rubber"]
["Spiral Wound Aluminium"]
["Spiral Wound Steel/Aluminium"]
["Stainless Steel"]
["Stainless Steel (Grade 316)"]
["Steel Galvanised"]
["Steel"]
["Timber"]
["Undefined"]
["Wrought Iron"]
["Enter Height (m)"]
["Enter Cert Agent"]
["Enter Cert Number"]
["Enter Cert Expiry Date"]
["Enter Max Rated Load (kN)"]
["Select Material from list"]
["Aluminium"]
["Brass"]
["Brick"]
["Bronze"]
["Concrete"]
["Concrete - Reinforced"]
["Concrete - Unreinforced"]
["Ductile Iron"]
["Fibre Cement Sheets"]
["Fibreglass"]
["Galvanised Wrought Iron"]
["Grey Cast Iron"]
["Helicore Aluminium"]
["Iron"]
["Malleable Iron"]
["Mild Steel Welded"]
["Polystyrene Blocks"]
["Rubber"]
["Spiral Wound Aluminium"]
["Spiral Wound Steel/Aluminium"]
["Stainless Steel"]
["Stainless Steel (Grade 316)"]
["Steel Galvanised"]
["Steel"]
["Timber"]
["Undefined"]
["Wrought Iron"]
["Enter Height (m)"]
["Enter Cert Agent"]
["Enter Cert Number"]
["Enter Cert Expiry Date"]
["Enter Max Rated Load (kN)"]
["Select Input Voltage (V) from list"]
["120V (A.C)"]
["12V (D.C)"]
["240V (A.C)"]
["24V (D.C)"]
["430V (A.C)"]
["Undefined"]
["Select Control Type from list"]
["Automatic"]
["Manual"]
["SCADA"]
["Semi-automatic"]
["Undefined"]
["Enter Weight (kg)"]
["Enter Motor Output (kW)"]
["Enter Speed (rpm)"]
["Enter Cert Agent"]
["Enter Cert Number"]
["Enter Cert Expiry Date"]
["Enter Max Rated Load (T)"]
["Select Input Voltage (V) from list"]
["120V (A.C)"]
["12V (D.C)"]
["240V (A.C)"]
["24V (D.C)"]
["430V (A.C)"]
["Undefined"]
["Select Control Type from list"]
["Automatic"]
["Manual"]
["SCADA"]
["Semi-automatic"]
["Undefined"]
["Enter Weight (kg)"]
["Enter Motor Output (kW)"]
["Enter Speed (rpm)"]
["Enter Cert Agent"]
["Enter Cert Number"]
["Enter Cert Expiry Date"]
["Enter Max Rated Load (T)"]
["Select Input Voltage (V) from list"]
["120V (A.C)"]
["12V (D.C)"]
["240V (A.C)"]
["24V (D.C)"]
["430V (A.C)"]
["Undefined"]
["Select Control Type from list"]
["Automatic"]
["Manual"]
["SCADA"]
["Semi-automatic"]
["Undefined"]
["Enter Weight (kg)"]
["Enter Motor Output (kW)"]
["Enter Speed (rpm)"]
["Enter Cert Agent"]
["Enter Cert Number"]
["Enter Cert Expiry Date"]
["Enter Max Rated Load (T)"]
["Select Input Voltage (V) from list"]
["120V (A.C)"]
["12V (D.C)"]
["240V (A.C)"]
["24V (D.C)"]
["430V (A.C)"]
["Undefined"]
["Select Control Type from list"]
["Automatic"]
["Manual"]
["SCADA"]
["Semi-automatic"]
["Undefined"]
["Enter Weight (kg)"]
["Enter Motor Output (kW)"]
["Enter Speed (rpm)"]
["Enter Cert Agent"]
["Enter Cert Number"]
["Enter Cert Expiry Date"]
["Enter Max Rated Load (T)"]
["Select Input Voltage (V) from list"]
["120V (A.C)"]
["12V (D.C)"]
["240V (A.C)"]
["24V (D.C)"]
["430V (A.C)"]
["Undefined"]
["Select Control Type from list"]
["Automatic"]
["Manual"]
["SCADA"]
["Semi-automatic"]
["Undefined"]
["Enter Weight (kg)"]
["Enter Motor Output (kW)"]
["Enter Speed (rpm)"]
["Enter Cert Agent"]
["Enter Cert Number"]
["Enter Cert Expiry Date"]
["Enter Max Rated Load (T)"]
["Enter Manufacturer"]
["Enter Model"]
["Enter Serial Number"]
["Enter Warranty Expiry Date"]
["Enter Manufacturer"]
["Enter Model"]
["Enter Serial Number"]
["Enter Warranty Expiry Date"]
["Enter Manufacturer"]
["Enter Model"]
["Enter Serial Number"]
["Enter Warranty Expiry Date"]
["Enter Manufacturer"]
["Enter Model"]
["Enter Serial Number"]
["Enter Warranty Expiry Date"]
["Enter Manufacturer"]
["Enter Model"]
["Enter Serial Number"]
["Enter Warranty Expiry Date"]
["Select Material from list"]
["Aluminium"]
["Brass"]
["Brick"]
["Bronze"]
["Concrete"]
["Concrete - Reinforced"]
["Concrete - Unreinforced"]
["Ductile Iron"]
["Fibre Cement Sheets"]
["Fibreglass"]
["Galvanised Wrought Iron"]
["Grey Cast Iron"]
["Helicore Aluminium"]
["Iron"]
["Malleable Iron"]
["Mild Steel Welded"]
["Polystyrene Blocks"]
["Rubber"]
["Spiral Wound Aluminium"]
["Spiral Wound Steel/Aluminium"]
["Stainless Steel"]
["Stainless Steel (Grade 316)"]
["Steel Galvanised"]
["Steel"]
["Timber"]
["Undefined"]
["Wrought Iron"]
["Select Lighting Type from list"]
["Emergency"]
["General"]
["Inside"]
["Outside"]
["Undefined"]
["Select Material from list"]
["Aluminium"]
["Brass"]
["Brick"]
["Bronze"]
["Concrete"]
["Concrete - Reinforced"]
["Concrete - Unreinforced"]
["Ductile Iron"]
["Fibre Cement Sheets"]
["Fibreglass"]
["Galvanised Wrought Iron"]
["Grey Cast Iron"]
["Helicore Aluminium"]
["Iron"]
["Malleable Iron"]
["Mild Steel Welded"]
["Polystyrene Blocks"]
["Rubber"]
["Spiral Wound Aluminium"]
["Spiral Wound Steel/Aluminium"]
["Stainless Steel"]
["Stainless Steel (Grade 316)"]
["Steel Galvanised"]
["Steel"]
["Timber"]
["Undefined"]
["Wrought Iron"]
["Select Lighting Type from list"]
["Emergency"]
["General"]
["Inside"]
["Outside"]
["Undefined"]
["Select Material from list"]
["Aluminium"]
["Brass"]
["Brick"]
["Bronze"]
["Concrete"]
["Concrete - Reinforced"]
["Concrete - Unreinforced"]
["Ductile Iron"]
["Fibre Cement Sheets"]
["Fibreglass"]
["Galvanised Wrought Iron"]
["Grey Cast Iron"]
["Helicore Aluminium"]
["Iron"]
["Malleable Iron"]
["Mild Steel Welded"]
["Polystyrene Blocks"]
["Rubber"]
["Spiral Wound Aluminium"]
["Spiral Wound Steel/Aluminium"]
["Stainless Steel"]
["Stainless Steel (Grade 316)"]
["Steel Galvanised"]
["Steel"]
["Timber"]
["Undefined"]
["Wrought Iron"]
["Select Lighting Type from list"]
["Emergency"]
["General"]
["Inside"]
["Outside"]
["Undefined"]
["Select Material from list"]
["Aluminium"]
["Brass"]
["Brick"]
["Bronze"]
["Concrete"]
["Concrete - Reinforced"]
["Concrete - Unreinforced"]
["Ductile Iron"]
["Fibre Cement Sheets"]
["Fibreglass"]
["Galvanised Wrought Iron"]
["Grey Cast Iron"]
["Helicore Aluminium"]
["Iron"]
["Malleable Iron"]
["Mild Steel Welded"]
["Polystyrene Blocks"]
["Rubber"]
["Spiral Wound Aluminium"]
["Spiral Wound Steel/Aluminium"]
["Stainless Steel"]
["Stainless Steel (Grade 316)"]
["Steel Galvanised"]
["Steel"]
["Timber"]
["Undefined"]
["Wrought Iron"]
["Select Lighting Type from list"]
["Emergency"]
["General"]
["Inside"]
["Outside"]
["Undefined"]
["Select Material from list"]
["Aluminium"]
["Brass"]
["Brick"]
["Bronze"]
["Concrete"]
["Concrete - Reinforced"]
["Concrete - Unreinforced"]
["Ductile Iron"]
["Fibre Cement Sheets"]
["Fibreglass"]
["Galvanised Wrought Iron"]
["Grey Cast Iron"]
["Helicore Aluminium"]
["Iron"]
["Malleable Iron"]
["Mild Steel Welded"]
["Polystyrene Blocks"]
["Rubber"]
["Spiral Wound Aluminium"]
["Spiral Wound Steel/Aluminium"]
["Stainless Steel"]
["Stainless Steel (Grade 316)"]
["Steel Galvanised"]
["Steel"]
["Timber"]
["Undefined"]
["Wrought Iron"]
["Select Lighting Type from list"]
["Emergency"]
["General"]
["Inside"]
["Outside"]
["Undefined"]
["Enter Manufacturer"]
["Enter Model"]
["Enter Serial Number"]
["Enter Warranty Expiry Date"]
["Enter Manufacturer"]
["Enter Model"]
["Enter Serial Number"]
["Enter Warranty Expiry Date"]
["Enter Manufacturer"]
["Enter Model"]
["Enter Serial Number"]
["Enter Warranty Expiry Date"]
["Enter Manufacturer"]
["Enter Model"]
["Enter Serial Number"]
["Enter Warranty Expiry Date"]
["Enter Manufacturer"]
["Enter Model"]
["Enter Serial Number"]
["Enter Warranty Expiry Date"]
["Select Input Voltage (V) from list"]
["120V (A.C)"]
["12V (D.C)"]
["240V (A.C)"]
["24V (D.C)"]
["430V (A.C)"]
["Undefined"]
["Select Control Type from list"]
["Automatic"]
["Manual"]
["SCADA"]
["Semi-automatic"]
["Undefined"]
["Enter Weight (kg)"]
["Enter Motor Output (kW)"]
["Enter Speed (rpm)"]
["Select Input Voltage (V) from list"]
["120V (A.C)"]
["12V (D.C)"]
["240V (A.C)"]
["24V (D.C)"]
["430V (A.C)"]
["Undefined"]
["Select Control Type from list"]
["Automatic"]
["Manual"]
["SCADA"]
["Semi-automatic"]
["Undefined"]
["Enter Weight (kg)"]
["Enter Motor Output (kW)"]
["Enter Speed (rpm)"]
["Select Input Voltage (V) from list"]
["120V (A.C)"]
["12V (D.C)"]
["240V (A.C)"]
["24V (D.C)"]
["430V (A.C)"]
["Undefined"]
["Select Control Type from list"]
["Automatic"]
["Manual"]
["SCADA"]
["Semi-automatic"]
["Undefined"]
["Enter Weight (kg)"]
["Enter Motor Output (kW)"]
["Enter Speed (rpm)"]
["Select Input Voltage (V) from list"]
["120V (A.C)"]
["12V (D.C)"]
["240V (A.C)"]
["24V (D.C)"]
["430V (A.C)"]
["Undefined"]
["Select Control Type from list"]
["Automatic"]
["Manual"]
["SCADA"]
["Semi-automatic"]
["Undefined"]
["Enter Weight (kg)"]
["Enter Motor Output (kW)"]
["Enter Speed (rpm)"]
["Select Input Voltage (V) from list"]
["120V (A.C)"]
["12V (D.C)"]
["240V (A.C)"]
["24V (D.C)"]
["430V (A.C)"]
["Undefined"]
["Select Control Type from list"]
["Automatic"]
["Manual"]
["SCADA"]
["Semi-automatic"]
["Undefined"]
["Enter Weight (kg)"]
["Enter Motor Output (kW)"]
["Enter Speed (rpm)"]
["Enter Manufacturer"]
["Enter Model"]
["Enter Serial Number"]
["Enter Warranty Expiry Date"]
["Enter Manufacturer"]
["Enter Model"]
["Enter Serial Number"]
["Enter Warranty Expiry Date"]
["Enter Manufacturer"]
["Enter Model"]
["Enter Serial Number"]
["Enter Warranty Expiry Date"]
["Enter Manufacturer"]
["Enter Model"]
["Enter Serial Number"]
["Enter Warranty Expiry Date"]
["Enter Manufacturer"]
["Enter Model"]
["Enter Serial Number"]
["Enter Warranty Expiry Date"]
["Select Material from list"]
["Brick"]
["Cast Iron"]
["Concrete - Reinforced"]
["Concrete - Unreinforced"]
["Concrete Block"]
["Corrugated  Steel"]
["Corrugated Aluminium"]
["Ductile Iron"]
["Fibreglass"]
["Glazed Earthenware"]
["Polyethylene"]
["Polyvinylchloride"]
["Timber"]
["Undefined"]
["Stainless Steel"]
["Select Construction Method from list"]
["Cast In-situ"]
["Precast"]
["Prefabricated"]
["Tilt Slab"]
["Undefined"]
["Select Chamber Shape from list"]
["Circular"]
["Irregular"]
["Oval"]
["Rectangular"]
["Undefined"]
["Select Lid Type from list"]
["Grated"]
["Solid"]
["Undefined"]
["Vented"]
["Select Lid Material from list"]
["Undefined"]
["Aluminium"]
["Steel"]
["Select Lid Shape from list"]
["Circular"]
["Oval"]
["Rectangular"]
["Undefined"]
["Select Lid Fixing from list"]
["Fixed In Place"]
["Free"]
["Hinged"]
["Hinged With Tie Off"]
["Screwed"]
["Sliding"]
["Undefined"]
["Select Lid Security from list"]
["Bolted"]
["Free"]
["Lockable"]
["Undefined"]
["Welded"]
["Select Lid Class from list"]
["Class A - Footpaths  For Pedestrians And Cycle ways"]
["Class B - Footpaths For Light Vehicle, Pedestrian Precincts"]
["Class C - Pedestrian Areas With Slow Moving Commercial Vehicles, Parkside Areas, Kerbsides"]
["Class D - Carriageways Roads For Commercial Vehicles"]
["Class E - Industrial Areas"]
["Undefined"]
["Enter Diameter (m)"]
["Enter Length (m)"]
["Enter Width (m)"]
["Enter Depth (m)"]
["Enter Lid RL (m)"]
["Enter Base RL (m)"]
["Enter Lid Diameter (mm)"]
["Enter Lid Length (mm)"]
["Enter Lid Width (mm)"]
["Select Material from list"]
["Brick"]
["Cast Iron"]
["Concrete - Reinforced"]
["Concrete - Unreinforced"]
["Concrete Block"]
["Corrugated  Steel"]
["Corrugated Aluminium"]
["Ductile Iron"]
["Fibreglass"]
["Glazed Earthenware"]
["Polyethylene"]
["Polyvinylchloride"]
["Timber"]
["Undefined"]
["Stainless Steel"]
["Select Construction Method from list"]
["Cast In-situ"]
["Precast"]
["Prefabricated"]
["Tilt Slab"]
["Undefined"]
["Select Chamber Shape from list"]
["Circular"]
["Irregular"]
["Oval"]
["Rectangular"]
["Undefined"]
["Select Lid Type from list"]
["Grated"]
["Solid"]
["Undefined"]
["Vented"]
["Select Lid Material from list"]
["Undefined"]
["Aluminium"]
["Steel"]
["Select Lid Shape from list"]
["Circular"]
["Oval"]
["Rectangular"]
["Undefined"]
["Select Lid Fixing from list"]
["Fixed In Place"]
["Free"]
["Hinged"]
["Hinged With Tie Off"]
["Screwed"]
["Sliding"]
["Undefined"]
["Select Lid Security from list"]
["Bolted"]
["Free"]
["Lockable"]
["Undefined"]
["Welded"]
["Select Lid Class from list"]
["Class A - Footpaths  For Pedestrians And Cycle ways"]
["Class B - Footpaths For Light Vehicle, Pedestrian Precincts"]
["Class C - Pedestrian Areas With Slow Moving Commercial Vehicles, Parkside Areas, Kerbsides"]
["Class D - Carriageways Roads For Commercial Vehicles"]
["Class E - Industrial Areas"]
["Undefined"]
["Enter Diameter (m)"]
["Enter Length (m)"]
["Enter Width (m)"]
["Enter Depth (m)"]
["Enter Lid RL (m)"]
["Enter Base RL (m)"]
["Enter Lid Diameter (mm)"]
["Enter Lid Length (mm)"]
["Enter Lid Width (mm)"]
["Select Material from list"]
["Brick"]
["Cast Iron"]
["Concrete - Reinforced"]
["Concrete - Unreinforced"]
["Concrete Block"]
["Corrugated  Steel"]
["Corrugated Aluminium"]
["Ductile Iron"]
["Fibreglass"]
["Glazed Earthenware"]
["Polyethylene"]
["Polyvinylchloride"]
["Timber"]
["Undefined"]
["Stainless Steel"]
["Select Construction Method from list"]
["Cast In-situ"]
["Precast"]
["Prefabricated"]
["Tilt Slab"]
["Undefined"]
["Select Chamber Shape from list"]
["Circular"]
["Irregular"]
["Oval"]
["Rectangular"]
["Undefined"]
["Select Lid Type from list"]
["Grated"]
["Solid"]
["Undefined"]
["Vented"]
["Select Lid Material from list"]
["Undefined"]
["Aluminium"]
["Steel"]
["Select Lid Shape from list"]
["Circular"]
["Oval"]
["Rectangular"]
["Undefined"]
["Select Lid Fixing from list"]
["Fixed In Place"]
["Free"]
["Hinged"]
["Hinged With Tie Off"]
["Screwed"]
["Sliding"]
["Undefined"]
["Select Lid Security from list"]
["Bolted"]
["Free"]
["Lockable"]
["Undefined"]
["Welded"]
["Select Lid Class from list"]
["Class A - Footpaths  For Pedestrians And Cycle ways"]
["Class B - Footpaths For Light Vehicle, Pedestrian Precincts"]
["Class C - Pedestrian Areas With Slow Moving Commercial Vehicles, Parkside Areas, Kerbsides"]
["Class D - Carriageways Roads For Commercial Vehicles"]
["Class E - Industrial Areas"]
["Undefined"]
["Enter Diameter (m)"]
["Enter Length (m)"]
["Enter Width (m)"]
["Enter Depth (m)"]
["Enter Lid RL (m)"]
["Enter Base RL (m)"]
["Enter Lid Diameter (mm)"]
["Enter Lid Length (mm)"]
["Enter Lid Width (mm)"]
["Select Material from list"]
["Brick"]
["Cast Iron"]
["Concrete - Reinforced"]
["Concrete - Unreinforced"]
["Concrete Block"]
["Corrugated  Steel"]
["Corrugated Aluminium"]
["Ductile Iron"]
["Fibreglass"]
["Glazed Earthenware"]
["Polyethylene"]
["Polyvinylchloride"]
["Timber"]
["Undefined"]
["Stainless Steel"]
["Select Construction Method from list"]
["Cast In-situ"]
["Precast"]
["Prefabricated"]
["Tilt Slab"]
["Undefined"]
["Select Chamber Shape from list"]
["Circular"]
["Irregular"]
["Oval"]
["Rectangular"]
["Undefined"]
["Select Lid Type from list"]
["Grated"]
["Solid"]
["Undefined"]
["Vented"]
["Select Lid Material from list"]
["Undefined"]
["Aluminium"]
["Steel"]
["Select Lid Shape from list"]
["Circular"]
["Oval"]
["Rectangular"]
["Undefined"]
["Select Lid Fixing from list"]
["Fixed In Place"]
["Free"]
["Hinged"]
["Hinged With Tie Off"]
["Screwed"]
["Sliding"]
["Undefined"]
["Select Lid Security from list"]
["Bolted"]
["Free"]
["Lockable"]
["Undefined"]
["Welded"]
["Select Lid Class from list"]
["Class A - Footpaths  For Pedestrians And Cycle ways"]
["Class B - Footpaths For Light Vehicle, Pedestrian Precincts"]
["Class C - Pedestrian Areas With Slow Moving Commercial Vehicles, Parkside Areas, Kerbsides"]
["Class D - Carriageways Roads For Commercial Vehicles"]
["Class E - Industrial Areas"]
["Undefined"]
["Enter Diameter (m)"]
["Enter Length (m)"]
["Enter Width (m)"]
["Enter Depth (m)"]
["Enter Lid RL (m)"]
["Enter Base RL (m)"]
["Enter Lid Diameter (mm)"]
["Enter Lid Length (mm)"]
["Enter Lid Width (mm)"]
["Select Material from list"]
["Brick"]
["Cast Iron"]
["Concrete - Reinforced"]
["Concrete - Unreinforced"]
["Concrete Block"]
["Corrugated  Steel"]
["Corrugated Aluminium"]
["Ductile Iron"]
["Fibreglass"]
["Glazed Earthenware"]
["Polyethylene"]
["Polyvinylchloride"]
["Timber"]
["Undefined"]
["Stainless Steel"]
["Select Construction Method from list"]
["Cast In-situ"]
["Precast"]
["Prefabricated"]
["Tilt Slab"]
["Undefined"]
["Select Chamber Shape from list"]
["Circular"]
["Irregular"]
["Oval"]
["Rectangular"]
["Undefined"]
["Select Lid Type from list"]
["Grated"]
["Solid"]
["Undefined"]
["Vented"]
["Select Lid Material from list"]
["Undefined"]
["Aluminium"]
["Steel"]
["Select Lid Shape from list"]
["Circular"]
["Oval"]
["Rectangular"]
["Undefined"]
["Select Lid Fixing from list"]
["Fixed In Place"]
["Free"]
["Hinged"]
["Hinged With Tie Off"]
["Screwed"]
["Sliding"]
["Undefined"]
["Select Lid Security from list"]
["Bolted"]
["Free"]
["Lockable"]
["Undefined"]
["Welded"]
["Select Lid Class from list"]
["Class A - Footpaths  For Pedestrians And Cycle ways"]
["Class B - Footpaths For Light Vehicle, Pedestrian Precincts"]
["Class C - Pedestrian Areas With Slow Moving Commercial Vehicles, Parkside Areas, Kerbsides"]
["Class D - Carriageways Roads For Commercial Vehicles"]
["Class E - Industrial Areas"]
["Undefined"]
["Enter Diameter (m)"]
["Enter Length (m)"]
["Enter Width (m)"]
["Enter Depth (m)"]
["Enter Lid RL (m)"]
["Enter Base RL (m)"]
["Enter Lid Diameter (mm)"]
["Enter Lid Length (mm)"]
["Enter Lid Width (mm)"]
["Enter Manufacturer"]
["Enter Model"]
["Enter Manufacturer"]
["Enter Model"]
["Enter Manufacturer"]
["Enter Model"]
["Enter Manufacturer"]
["Enter Model"]
["Enter Manufacturer"]
["Enter Model"]
["Select Material from list"]
["Aluminium"]
["Aluflow Aluminium"]
["Asbestos Cement"]
["Asbestos Cement – Everite"]
["Asbestos Cement – Fibrolite"]
["Asbestos Cement – Superite"]
["Brick"]
["Cast Iron"]
["Ceramic"]
["Concrete - Reinforced"]
["Concrete - Unreinforced"]
["Corrugated Aluminium"]
["Corrugated Iron"]
["Corrugated Steel"]
["Corrugated Steel Galvanised"]
["Ductile Iron"]
["Earthenware"]
["Fibreglass"]
["Galvanised Iron"]
["Galvanised Steel"]
["Polyethylene - High Density"]
["Polyethylene - High-Density (Perforated)"]
["Polyethylene - Low Density"]
["Polyethylene - Medium (PE100)"]
["Polyethylene - Medium (PE80)"]
["Polyethylene - Medium Density"]
["Polypropylene"]
["Polyvinylchloride - Old"]
["Polyvinylchloride - Undefined"]
["Polyvinylchloride-M"]
["Polyvinylchloride-O"]
["Polyvinylchloride-U"]
["Polyvinylchloride-U (Perforated)"]
["Relined - Cure In Place"]
["Relined - Fold And Form Pac"]
["Relined - Spiral Wound Pac"]
["Stainless Steel"]
["Steel"]
["Steel Spiral Riveted"]
["Steel Spiral Welded"]
["Undefined"]
["Select Installation Method from list"]
["Above Ground"]
["Chain Trenching"]
["Drill Or Bore"]
["Open Trench"]
["Pipe Burst"]
["Plough"]
["Thrust"]
["Tunnel"]
["Undefined"]
["Select Locality from list"]
["Above Ground - Enclosed"]
["Above Ground - Exposed"]
["Submerged"]
["Undefined"]
["Underground - Buried"]
["Underground - Enclosed"]
["Select Pipe Type from list"]
["Gravity"]
["Pressure"]
["Syphon"]
["Undefined"]
["Vacuum"]
["Select External Coating from list"]
["Coal Tar Enamel"]
["Epoxy"]
["Fusion bonded Epoxy"]
["Galvanised"]
["Heat Shrink \"Black Jacket\""]
["Painted"]
["Polyethylene"]
["Polymer"]
["Sintakote"]
["Taped"]
["Uncoated"]
["Undefined"]
["Enter Diameter (mm)"]
["Enter Length (m)"]
["Enter Quantity"]
["Select Material from list"]
["Aluminium"]
["Aluflow Aluminium"]
["Asbestos Cement"]
["Asbestos Cement – Everite"]
["Asbestos Cement – Fibrolite"]
["Asbestos Cement – Superite"]
["Brick"]
["Cast Iron"]
["Ceramic"]
["Concrete - Reinforced"]
["Concrete - Unreinforced"]
["Corrugated Aluminium"]
["Corrugated Iron"]
["Corrugated Steel"]
["Corrugated Steel Galvanised"]
["Ductile Iron"]
["Earthenware"]
["Fibreglass"]
["Galvanised Iron"]
["Galvanised Steel"]
["Polyethylene - High Density"]
["Polyethylene - High-Density (Perforated)"]
["Polyethylene - Low Density"]
["Polyethylene - Medium (PE100)"]
["Polyethylene - Medium (PE80)"]
["Polyethylene - Medium Density"]
["Polypropylene"]
["Polyvinylchloride - Old"]
["Polyvinylchloride - Undefined"]
["Polyvinylchloride-M"]
["Polyvinylchloride-O"]
["Polyvinylchloride-U"]
["Polyvinylchloride-U (Perforated)"]
["Relined - Cure In Place"]
["Relined - Fold And Form Pac"]
["Relined - Spiral Wound Pac"]
["Stainless Steel"]
["Steel"]
["Steel Spiral Riveted"]
["Steel Spiral Welded"]
["Undefined"]
["Select Installation Method from list"]
["Above Ground"]
["Chain Trenching"]
["Drill Or Bore"]
["Open Trench"]
["Pipe Burst"]
["Plough"]
["Thrust"]
["Tunnel"]
["Undefined"]
["Select Locality from list"]
["Above Ground - Enclosed"]
["Above Ground - Exposed"]
["Submerged"]
["Undefined"]
["Underground - Buried"]
["Underground - Enclosed"]
["Select Pipe Type from list"]
["Gravity"]
["Pressure"]
["Syphon"]
["Undefined"]
["Vacuum"]
["Select External Coating from list"]
["Coal Tar Enamel"]
["Epoxy"]
["Fusion bonded Epoxy"]
["Galvanised"]
["Heat Shrink \"Black Jacket\""]
["Painted"]
["Polyethylene"]
["Polymer"]
["Sintakote"]
["Taped"]
["Uncoated"]
["Undefined"]
["Enter Diameter (mm)"]
["Enter Length (m)"]
["Enter Quantity"]
["Select Material from list"]
["Aluminium"]
["Aluflow Aluminium"]
["Asbestos Cement"]
["Asbestos Cement – Everite"]
["Asbestos Cement – Fibrolite"]
["Asbestos Cement – Superite"]
["Brick"]
["Cast Iron"]
["Ceramic"]
["Concrete - Reinforced"]
["Concrete - Unreinforced"]
["Corrugated Aluminium"]
["Corrugated Iron"]
["Corrugated Steel"]
["Corrugated Steel Galvanised"]
["Ductile Iron"]
["Earthenware"]
["Fibreglass"]
["Galvanised Iron"]
["Galvanised Steel"]
["Polyethylene - High Density"]
["Polyethylene - High-Density (Perforated)"]
["Polyethylene - Low Density"]
["Polyethylene - Medium (PE100)"]
["Polyethylene - Medium (PE80)"]
["Polyethylene - Medium Density"]
["Polypropylene"]
["Polyvinylchloride - Old"]
["Polyvinylchloride - Undefined"]
["Polyvinylchloride-M"]
["Polyvinylchloride-O"]
["Polyvinylchloride-U"]
["Polyvinylchloride-U (Perforated)"]
["Relined - Cure In Place"]
["Relined - Fold And Form Pac"]
["Relined - Spiral Wound Pac"]
["Stainless Steel"]
["Steel"]
["Steel Spiral Riveted"]
["Steel Spiral Welded"]
["Undefined"]
["Select Installation Method from list"]
["Above Ground"]
["Chain Trenching"]
["Drill Or Bore"]
["Open Trench"]
["Pipe Burst"]
["Plough"]
["Thrust"]
["Tunnel"]
["Undefined"]
["Select Locality from list"]
["Above Ground - Enclosed"]
["Above Ground - Exposed"]
["Submerged"]
["Undefined"]
["Underground - Buried"]
["Underground - Enclosed"]
["Select Pipe Type from list"]
["Gravity"]
["Pressure"]
["Syphon"]
["Undefined"]
["Vacuum"]
["Select External Coating from list"]
["Coal Tar Enamel"]
["Epoxy"]
["Fusion bonded Epoxy"]
["Galvanised"]
["Heat Shrink \"Black Jacket\""]
["Painted"]
["Polyethylene"]
["Polymer"]
["Sintakote"]
["Taped"]
["Uncoated"]
["Undefined"]
["Enter Diameter (mm)"]
["Enter Length (m)"]
["Enter Quantity"]
["Select Material from list"]
["Aluminium"]
["Aluflow Aluminium"]
["Asbestos Cement"]
["Asbestos Cement – Everite"]
["Asbestos Cement – Fibrolite"]
["Asbestos Cement – Superite"]
["Brick"]
["Cast Iron"]
["Ceramic"]
["Concrete - Reinforced"]
["Concrete - Unreinforced"]
["Corrugated Aluminium"]
["Corrugated Iron"]
["Corrugated Steel"]
["Corrugated Steel Galvanised"]
["Ductile Iron"]
["Earthenware"]
["Fibreglass"]
["Galvanised Iron"]
["Galvanised Steel"]
["Polyethylene - High Density"]
["Polyethylene - High-Density (Perforated)"]
["Polyethylene - Low Density"]
["Polyethylene - Medium (PE100)"]
["Polyethylene - Medium (PE80)"]
["Polyethylene - Medium Density"]
["Polypropylene"]
["Polyvinylchloride - Old"]
["Polyvinylchloride - Undefined"]
["Polyvinylchloride-M"]
["Polyvinylchloride-O"]
["Polyvinylchloride-U"]
["Polyvinylchloride-U (Perforated)"]
["Relined - Cure In Place"]
["Relined - Fold And Form Pac"]
["Relined - Spiral Wound Pac"]
["Stainless Steel"]
["Steel"]
["Steel Spiral Riveted"]
["Steel Spiral Welded"]
["Undefined"]
["Select Installation Method from list"]
["Above Ground"]
["Chain Trenching"]
["Drill Or Bore"]
["Open Trench"]
["Pipe Burst"]
["Plough"]
["Thrust"]
["Tunnel"]
["Undefined"]
["Select Locality from list"]
["Above Ground - Enclosed"]
["Above Ground - Exposed"]
["Submerged"]
["Undefined"]
["Underground - Buried"]
["Underground - Enclosed"]
["Select Pipe Type from list"]
["Gravity"]
["Pressure"]
["Syphon"]
["Undefined"]
["Vacuum"]
["Select External Coating from list"]
["Coal Tar Enamel"]
["Epoxy"]
["Fusion bonded Epoxy"]
["Galvanised"]
["Heat Shrink \"Black Jacket\""]
["Painted"]
["Polyethylene"]
["Polymer"]
["Sintakote"]
["Taped"]
["Uncoated"]
["Undefined"]
["Enter Diameter (mm)"]
["Enter Length (m)"]
["Enter Quantity"]
["Select Material from list"]
["Aluminium"]
["Aluflow Aluminium"]
["Asbestos Cement"]
["Asbestos Cement – Everite"]
["Asbestos Cement – Fibrolite"]
["Asbestos Cement – Superite"]
["Brick"]
["Cast Iron"]
["Ceramic"]
["Concrete - Reinforced"]
["Concrete - Unreinforced"]
["Corrugated Aluminium"]
["Corrugated Iron"]
["Corrugated Steel"]
["Corrugated Steel Galvanised"]
["Ductile Iron"]
["Earthenware"]
["Fibreglass"]
["Galvanised Iron"]
["Galvanised Steel"]
["Polyethylene - High Density"]
["Polyethylene - High-Density (Perforated)"]
["Polyethylene - Low Density"]
["Polyethylene - Medium (PE100)"]
["Polyethylene - Medium (PE80)"]
["Polyethylene - Medium Density"]
["Polypropylene"]
["Polyvinylchloride - Old"]
["Polyvinylchloride - Undefined"]
["Polyvinylchloride-M"]
["Polyvinylchloride-O"]
["Polyvinylchloride-U"]
["Polyvinylchloride-U (Perforated)"]
["Relined - Cure In Place"]
["Relined - Fold And Form Pac"]
["Relined - Spiral Wound Pac"]
["Stainless Steel"]
["Steel"]
["Steel Spiral Riveted"]
["Steel Spiral Welded"]
["Undefined"]
["Select Installation Method from list"]
["Above Ground"]
["Chain Trenching"]
["Drill Or Bore"]
["Open Trench"]
["Pipe Burst"]
["Plough"]
["Thrust"]
["Tunnel"]
["Undefined"]
["Select Locality from list"]
["Above Ground - Enclosed"]
["Above Ground - Exposed"]
["Submerged"]
["Undefined"]
["Underground - Buried"]
["Underground - Enclosed"]
["Select Pipe Type from list"]
["Gravity"]
["Pressure"]
["Syphon"]
["Undefined"]
["Vacuum"]
["Select External Coating from list"]
["Coal Tar Enamel"]
["Epoxy"]
["Fusion bonded Epoxy"]
["Galvanised"]
["Heat Shrink \"Black Jacket\""]
["Painted"]
["Polyethylene"]
["Polymer"]
["Sintakote"]
["Taped"]
["Uncoated"]
["Undefined"]
["Enter Diameter (mm)"]
["Enter Length (m)"]
["Enter Quantity"]
["Select Input Voltage (V) from list"]
["120V (A.C)"]
["12V (D.C)"]
["240V (A.C)"]
["24V (D.C)"]
["430V (A.C)"]
["Undefined"]
["Select Control Type from list"]
["Automatic"]
["Manual"]
["SCADA"]
["Semi-automatic"]
["Undefined"]
["Enter Weight (kg)"]
["Enter Motor Output (kW)"]
["Enter Speed (rpm)"]
["Enter Screen Length (m)"]
["Enter Screen Width (m)"]
["Enter Screen Height (m)"]
["Enter Current Rating (A)"]
["Select Input Voltage (V) from list"]
["120V (A.C)"]
["12V (D.C)"]
["240V (A.C)"]
["24V (D.C)"]
["430V (A.C)"]
["Undefined"]
["Select Control Type from list"]
["Automatic"]
["Manual"]
["SCADA"]
["Semi-automatic"]
["Undefined"]
["Enter Weight (kg)"]
["Enter Motor Output (kW)"]
["Enter Speed (rpm)"]
["Enter Screen Length (m)"]
["Enter Screen Width (m)"]
["Enter Screen Height (m)"]
["Enter Current Rating (A)"]
["Select Input Voltage (V) from list"]
["120V (A.C)"]
["12V (D.C)"]
["240V (A.C)"]
["24V (D.C)"]
["430V (A.C)"]
["Undefined"]
["Select Control Type from list"]
["Automatic"]
["Manual"]
["SCADA"]
["Semi-automatic"]
["Undefined"]
["Enter Weight (kg)"]
["Enter Motor Output (kW)"]
["Enter Speed (rpm)"]
["Enter Screen Length (m)"]
["Enter Screen Width (m)"]
["Enter Screen Height (m)"]
["Enter Current Rating (A)"]
["Select Input Voltage (V) from list"]
["120V (A.C)"]
["12V (D.C)"]
["240V (A.C)"]
["24V (D.C)"]
["430V (A.C)"]
["Undefined"]
["Select Control Type from list"]
["Automatic"]
["Manual"]
["SCADA"]
["Semi-automatic"]
["Undefined"]
["Enter Weight (kg)"]
["Enter Motor Output (kW)"]
["Enter Speed (rpm)"]
["Enter Screen Length (m)"]
["Enter Screen Width (m)"]
["Enter Screen Height (m)"]
["Enter Current Rating (A)"]
["Select Input Voltage (V) from list"]
["120V (A.C)"]
["12V (D.C)"]
["240V (A.C)"]
["24V (D.C)"]
["430V (A.C)"]
["Undefined"]
["Select Control Type from list"]
["Automatic"]
["Manual"]
["SCADA"]
["Semi-automatic"]
["Undefined"]
["Enter Weight (kg)"]
["Enter Motor Output (kW)"]
["Enter Speed (rpm)"]
["Enter Screen Length (m)"]
["Enter Screen Width (m)"]
["Enter Screen Height (m)"]
["Enter Current Rating (A)"]
["Enter Manufacturer"]
["Enter Model"]
["Enter Serial Number"]
["Enter Warranty Expiry Date"]
["Enter Manufacturer"]
["Enter Model"]
["Enter Serial Number"]
["Enter Warranty Expiry Date"]
["Enter Manufacturer"]
["Enter Model"]
["Enter Serial Number"]
["Enter Warranty Expiry Date"]
["Enter Manufacturer"]
["Enter Model"]
["Enter Serial Number"]
["Enter Warranty Expiry Date"]
["Enter Manufacturer"]
["Enter Model"]
["Enter Serial Number"]
["Enter Warranty Expiry Date"]
["Select Locality from list"]
["Above Ground - Enclosed"]
["Above Ground - Exposed"]
["Submerged"]
["Undefined"]
["Underground - Buried"]
["Underground - Enclosed"]
["Select Valve State from list"]
["Dynamic"]
["Normally Closed"]
["Normally Open"]
["Partially Opened"]
["Undefined"]
["Enter Diameter (mm)"]
["Select Locality from list"]
["Above Ground - Enclosed"]
["Above Ground - Exposed"]
["Submerged"]
["Undefined"]
["Underground - Buried"]
["Underground - Enclosed"]
["Select Valve State from list"]
["Dynamic"]
["Normally Closed"]
["Normally Open"]
["Partially Opened"]
["Undefined"]
["Enter Diameter (mm)"]
["Select Locality from list"]
["Above Ground - Enclosed"]
["Above Ground - Exposed"]
["Submerged"]
["Undefined"]
["Underground - Buried"]
["Underground - Enclosed"]
["Select Valve State from list"]
["Dynamic"]
["Normally Closed"]
["Normally Open"]
["Partially Opened"]
["Undefined"]
["Enter Diameter (mm)"]
["Select Locality from list"]
["Above Ground - Enclosed"]
["Above Ground - Exposed"]
["Submerged"]
["Undefined"]
["Underground - Buried"]
["Underground - Enclosed"]
["Select Valve State from list"]
["Dynamic"]
["Normally Closed"]
["Normally Open"]
["Partially Opened"]
["Undefined"]
["Enter Diameter (mm)"]
["Select Locality from list"]
["Above Ground - Enclosed"]
["Above Ground - Exposed"]
["Submerged"]
["Undefined"]
["Underground - Buried"]
["Underground - Enclosed"]
["Select Valve State from list"]
["Dynamic"]
["Normally Closed"]
["Normally Open"]
["Partially Opened"]
["Undefined"]
["Enter Diameter (mm)"]
["Enter Manufacturer"]
["Enter Model"]
["Enter Manufacturer"]
["Enter Model"]
["Enter Manufacturer"]
["Enter Model"]
["Enter Manufacturer"]
["Enter Model"]
["Enter Manufacturer"]
["Enter Model"]
["Select Filter Media from list"]
["Boulders"]
["Cage"]
["Cartridge"]
["Earth"]
["Filter Bed"]
["Filter Cloth"]
["Flat Panel"]
["Gravel"]
["Sand"]
["Screen"]
["Soil"]
["Undefined"]
["Select Lining Material from list"]
["Geo Membrane"]
["Polyethylene High Density "]
["Polyvinylchloride"]
["Undefined"]
["Enter Length (mm)"]
["Enter Width (mm)"]
["Enter Depth (mm)"]
["Enter Filter Count"]
["Enter Infiltration (L/min)"]
["Select Filter Media from list"]
["Boulders"]
["Cage"]
["Cartridge"]
["Earth"]
["Filter Bed"]
["Filter Cloth"]
["Flat Panel"]
["Gravel"]
["Sand"]
["Screen"]
["Soil"]
["Undefined"]
["Select Lining Material from list"]
["Geo Membrane"]
["Polyethylene High Density "]
["Polyvinylchloride"]
["Undefined"]
["Enter Length (mm)"]
["Enter Width (mm)"]
["Enter Depth (mm)"]
["Enter Filter Count"]
["Enter Infiltration (L/min)"]
["Select Filter Media from list"]
["Boulders"]
["Cage"]
["Cartridge"]
["Earth"]
["Filter Bed"]
["Filter Cloth"]
["Flat Panel"]
["Gravel"]
["Sand"]
["Screen"]
["Soil"]
["Undefined"]
["Select Lining Material from list"]
["Geo Membrane"]
["Polyethylene High Density "]
["Polyvinylchloride"]
["Undefined"]
["Enter Length (mm)"]
["Enter Width (mm)"]
["Enter Depth (mm)"]
["Enter Filter Count"]
["Enter Infiltration (L/min)"]
["Select Filter Media from list"]
["Boulders"]
["Cage"]
["Cartridge"]
["Earth"]
["Filter Bed"]
["Filter Cloth"]
["Flat Panel"]
["Gravel"]
["Sand"]
["Screen"]
["Soil"]
["Undefined"]
["Select Lining Material from list"]
["Geo Membrane"]
["Polyethylene High Density "]
["Polyvinylchloride"]
["Undefined"]
["Enter Length (mm)"]
["Enter Width (mm)"]
["Enter Depth (mm)"]
["Enter Filter Count"]
["Enter Infiltration (L/min)"]
["Select Filter Media from list"]
["Boulders"]
["Cage"]
["Cartridge"]
["Earth"]
["Filter Bed"]
["Filter Cloth"]
["Flat Panel"]
["Gravel"]
["Sand"]
["Screen"]
["Soil"]
["Undefined"]
["Select Lining Material from list"]
["Geo Membrane"]
["Polyethylene High Density "]
["Polyvinylchloride"]
["Undefined"]
["Enter Length (mm)"]
["Enter Width (mm)"]
["Enter Depth (mm)"]
["Enter Filter Count"]
["Enter Infiltration (L/min)"]
["Enter Manufacturer"]
["Enter Model"]
["Enter Manufacturer"]
["Enter Model"]
["Enter Manufacturer"]
["Enter Model"]
["Enter Manufacturer"]
["Enter Model"]
["Enter Manufacturer"]
["Enter Model"]
["Select Casing Material from list"]
["Cast Iron"]
["Concrete"]
["Polyvinylchloride"]
["Steel"]
["Undefined"]
["Enter Diameter (mm)"]
["Enter Depth (m)"]
["Enter Ground RL (m)"]
["Enter ECan Well Reference"]
["Enter ECan Consent Number"]
["Select Casing Material from list"]
["Cast Iron"]
["Concrete"]
["Polyvinylchloride"]
["Steel"]
["Undefined"]
["Enter Diameter (mm)"]
["Enter Depth (m)"]
["Enter Ground RL (m)"]
["Enter ECan Well Reference"]
["Enter ECan Consent Number"]
["Select Casing Material from list"]
["Cast Iron"]
["Concrete"]
["Polyvinylchloride"]
["Steel"]
["Undefined"]
["Enter Diameter (mm)"]
["Enter Depth (m)"]
["Enter Ground RL (m)"]
["Enter ECan Well Reference"]
["Enter ECan Consent Number"]
["Select Casing Material from list"]
["Cast Iron"]
["Concrete"]
["Polyvinylchloride"]
["Steel"]
["Undefined"]
["Enter Diameter (mm)"]
["Enter Depth (m)"]
["Enter Ground RL (m)"]
["Enter ECan Well Reference"]
["Enter ECan Consent Number"]
["Select Casing Material from list"]
["Cast Iron"]
["Concrete"]
["Polyvinylchloride"]
["Steel"]
["Undefined"]
["Enter Diameter (mm)"]
["Enter Depth (m)"]
["Enter Ground RL (m)"]
["Enter ECan Well Reference"]
["Enter ECan Consent Number"]
["Select Lining Material from list"]
["Clay"]
["Concrete"]
["Geo Synthetic Liner"]
["Natural"]
["Polyamide"]
["Polyester"]
["Polyethylene"]
["Polypropylene"]
["Polyvinylchloride"]
["Rock"]
["Timber"]
["Undefined"]
["Unlined"]
["Select Lining Profile from list"]
["Base"]
["Both Banks"]
["True Left Bank"]
["True Right Bank"]
["Undefined"]
["Not Applicable"]
["Select Channel Form from list"]
["Artificial"]
["Natural"]
["Select Base Flow from list"]
["Ephemeral"]
["None"]
["Perennial"]
["Undefined"]
["Enter Length (m)"]
["Enter Base Width (m)"]
["Enter Top Width (m)"]
["Enter Depth (m)"]
["Select Lining Material from list"]
["Clay"]
["Concrete"]
["Geo Synthetic Liner"]
["Natural"]
["Polyamide"]
["Polyester"]
["Polyethylene"]
["Polypropylene"]
["Polyvinylchloride"]
["Rock"]
["Timber"]
["Undefined"]
["Unlined"]
["Select Lining Profile from list"]
["Base"]
["Both Banks"]
["True Left Bank"]
["True Right Bank"]
["Undefined"]
["Not Applicable"]
["Select Channel Form from list"]
["Artificial"]
["Natural"]
["Select Base Flow from list"]
["Ephemeral"]
["None"]
["Perennial"]
["Undefined"]
["Enter Length (m)"]
["Enter Base Width (m)"]
["Enter Top Width (m)"]
["Enter Depth (m)"]
["Select Lining Material from list"]
["Clay"]
["Concrete"]
["Geo Synthetic Liner"]
["Natural"]
["Polyamide"]
["Polyester"]
["Polyethylene"]
["Polypropylene"]
["Polyvinylchloride"]
["Rock"]
["Timber"]
["Undefined"]
["Unlined"]
["Select Lining Profile from list"]
["Base"]
["Both Banks"]
["True Left Bank"]
["True Right Bank"]
["Undefined"]
["Not Applicable"]
["Select Channel Form from list"]
["Artificial"]
["Natural"]
["Select Base Flow from list"]
["Ephemeral"]
["None"]
["Perennial"]
["Undefined"]
["Enter Length (m)"]
["Enter Base Width (m)"]
["Enter Top Width (m)"]
["Enter Depth (m)"]
["Select Lining Material from list"]
["Clay"]
["Concrete"]
["Geo Synthetic Liner"]
["Natural"]
["Polyamide"]
["Polyester"]
["Polyethylene"]
["Polypropylene"]
["Polyvinylchloride"]
["Rock"]
["Timber"]
["Undefined"]
["Unlined"]
["Select Lining Profile from list"]
["Base"]
["Both Banks"]
["True Left Bank"]
["True Right Bank"]
["Undefined"]
["Not Applicable"]
["Select Channel Form from list"]
["Artificial"]
["Natural"]
["Select Base Flow from list"]
["Ephemeral"]
["None"]
["Perennial"]
["Undefined"]
["Enter Length (m)"]
["Enter Base Width (m)"]
["Enter Top Width (m)"]
["Enter Depth (m)"]
["Select Lining Material from list"]
["Clay"]
["Concrete"]
["Geo Synthetic Liner"]
["Natural"]
["Polyamide"]
["Polyester"]
["Polyethylene"]
["Polypropylene"]
["Polyvinylchloride"]
["Rock"]
["Timber"]
["Undefined"]
["Unlined"]
["Select Lining Profile from list"]
["Base"]
["Both Banks"]
["True Left Bank"]
["True Right Bank"]
["Undefined"]
["Not Applicable"]
["Select Channel Form from list"]
["Artificial"]
["Natural"]
["Select Base Flow from list"]
["Ephemeral"]
["None"]
["Perennial"]
["Undefined"]
["Enter Length (m)"]
["Enter Base Width (m)"]
["Enter Top Width (m)"]
["Enter Depth (m)"]
["Select Material from list"]
["Aluminium"]
["Aluflow Aluminium"]
["Asbestos Cement"]
["Asbestos Cement – Everite"]
["Asbestos Cement – Fibrolite"]
["Asbestos Cement – Superite"]
["Brick"]
["Cast Iron"]
["Ceramic"]
["Concrete - Reinforced"]
["Concrete - Unreinforced"]
["Corrugated Aluminium"]
["Corrugated Iron"]
["Corrugated Steel"]
["Corrugated Steel Galvanised"]
["Ductile Iron"]
["Earthenware"]
["Fibreglass"]
["Galvanised Iron"]
["Galvanised Steel"]
["Polyethylene - High Density"]
["Polyethylene - High-Density (Perforated)"]
["Polyethylene - Low Density"]
["Polyethylene - Medium (PE100)"]
["Polyethylene - Medium (PE80)"]
["Polyethylene - Medium Density"]
["Polypropylene"]
["Polyvinylchloride - Old"]
["Polyvinylchloride - Undefined"]
["Polyvinylchloride-M"]
["Polyvinylchloride-O"]
["Polyvinylchloride-U"]
["Polyvinylchloride-U (Perforated)"]
["Relined - Cure In Place"]
["Relined - Fold And Form Pac"]
["Relined - Spiral Wound Pac"]
["Stainless Steel"]
["Steel"]
["Steel Spiral Riveted"]
["Steel Spiral Welded"]
["Undefined"]
["Select Installation Method from list"]
["Above Ground"]
["Chain Trenching"]
["Drill Or Bore"]
["Open Trench"]
["Pipe Burst"]
["Plough"]
["Thrust"]
["Tunnel"]
["Undefined"]
["Select Locality from list"]
["Above Ground - Enclosed"]
["Above Ground - Exposed"]
["Submerged"]
["Undefined"]
["Underground - Buried"]
["Underground - Enclosed"]
["Select Pipe Purpose from list"]
["Bypass"]
["Fire"]
["Flush"]
["Main"]
["Relief"]
["Rider"]
["Rising"]
["Service Line"]
["Supply"]
["Transfer"]
["Trunk"]
["Undefined"]
["Select Pipe Type from list"]
["Gravity"]
["Pressure"]
["Syphon"]
["Undefined"]
["Vacuum"]
["Select External Coating from list"]
["Coal Tar Enamel"]
["Epoxy"]
["Fusion bonded Epoxy"]
["Galvanised"]
["Heat Shrink \"Black Jacket\""]
["Painted"]
["Polyethylene"]
["Polymer"]
["Sintakote"]
["Taped"]
["Uncoated"]
["Undefined"]
["Select Bedding Type from list"]
["Constructed Foundation Raft"]
["None"]
["Standard"]
["Undefined"]
["Select Joint Type from list"]
["Butt Weld"]
["Electro fusion Coupling Weld Joint (PE, Steel)"]
["Flanged"]
["Flush Joint"]
["Fusion Welded"]
["Gibault"]
["Mechanical Coupling Joint"]
["Push Fit"]
["Rubber Ring Joint"]
["Rubber Ring Joint embedded with metallic locking segments (EG: Tyton- Lock)"]
["Solvent Cement Joint"]
["Undefined"]
["Select Pipe Class from list"]
["Class 10"]
["Class 2"]
["Class 3"]
["Class 4"]
["Class 6"]
["Class 8"]
["Class A (PN3 - 300kPa)"]
["Class B (PN6 - 600kPa)"]
["Class C (PN9 - 900kPa)"]
["Class D (PN12 - 1200kPa)"]
["Class E (PN15 - 1500kPa)"]
["Class F (PN18 - 1800kPa)"]
["Class G (PN20 - 2000kPa)"]
["Class X (Class 2)"]
["Class Y (Class 3)"]
["Class Z (Class 4)"]
["PN01"]
["PN04"]
["PN04.5"]
["PN05"]
["PN06"]
["PN06.3"]
["PN08"]
["PN09"]
["PN10"]
["PN12"]
["PN12.5"]
["PN15"]
["PN16"]
["PN18"]
["PN20"]
["PN25"]
["PN32"]
["SN04"]
["SN06"]
["SN08"]
["SN10"]
["SN16"]
["Undefined"]
["Enter Diameter (mm)"]
["Enter Length (m)"]
["Enter Upstream Depth (m)"]
["Enter Downstream Depth (m)"]
["Enter Pipe Cover (m)"]
["Enter Upstream RL (m)"]
["Enter Downstream RL (m)"]
["Enter TEMP Reline Material"]
["Select Material from list"]
["Aluminium"]
["Aluflow Aluminium"]
["Asbestos Cement"]
["Asbestos Cement – Everite"]
["Asbestos Cement – Fibrolite"]
["Asbestos Cement – Superite"]
["Brick"]
["Cast Iron"]
["Ceramic"]
["Concrete - Reinforced"]
["Concrete - Unreinforced"]
["Corrugated Aluminium"]
["Corrugated Iron"]
["Corrugated Steel"]
["Corrugated Steel Galvanised"]
["Ductile Iron"]
["Earthenware"]
["Fibreglass"]
["Galvanised Iron"]
["Galvanised Steel"]
["Polyethylene - High Density"]
["Polyethylene - High-Density (Perforated)"]
["Polyethylene - Low Density"]
["Polyethylene - Medium (PE100)"]
["Polyethylene - Medium (PE80)"]
["Polyethylene - Medium Density"]
["Polypropylene"]
["Polyvinylchloride - Old"]
["Polyvinylchloride - Undefined"]
["Polyvinylchloride-M"]
["Polyvinylchloride-O"]
["Polyvinylchloride-U"]
["Polyvinylchloride-U (Perforated)"]
["Relined - Cure In Place"]
["Relined - Fold And Form Pac"]
["Relined - Spiral Wound Pac"]
["Stainless Steel"]
["Steel"]
["Steel Spiral Riveted"]
["Steel Spiral Welded"]
["Undefined"]
["Select Installation Method from list"]
["Above Ground"]
["Chain Trenching"]
["Drill Or Bore"]
["Open Trench"]
["Pipe Burst"]
["Plough"]
["Thrust"]
["Tunnel"]
["Undefined"]
["Select Locality from list"]
["Above Ground - Enclosed"]
["Above Ground - Exposed"]
["Submerged"]
["Undefined"]
["Underground - Buried"]
["Underground - Enclosed"]
["Select Pipe Purpose from list"]
["Bypass"]
["Fire"]
["Flush"]
["Main"]
["Relief"]
["Rider"]
["Rising"]
["Service Line"]
["Supply"]
["Transfer"]
["Trunk"]
["Undefined"]
["Select Pipe Type from list"]
["Gravity"]
["Pressure"]
["Syphon"]
["Undefined"]
["Vacuum"]
["Select External Coating from list"]
["Coal Tar Enamel"]
["Epoxy"]
["Fusion bonded Epoxy"]
["Galvanised"]
["Heat Shrink \"Black Jacket\""]
["Painted"]
["Polyethylene"]
["Polymer"]
["Sintakote"]
["Taped"]
["Uncoated"]
["Undefined"]
["Select Bedding Type from list"]
["Constructed Foundation Raft"]
["None"]
["Standard"]
["Undefined"]
["Select Joint Type from list"]
["Butt Weld"]
["Electro fusion Coupling Weld Joint (PE, Steel)"]
["Flanged"]
["Flush Joint"]
["Fusion Welded"]
["Gibault"]
["Mechanical Coupling Joint"]
["Push Fit"]
["Rubber Ring Joint"]
["Rubber Ring Joint embedded with metallic locking segments (EG: Tyton- Lock)"]
["Solvent Cement Joint"]
["Undefined"]
["Select Pipe Class from list"]
["Class 10"]
["Class 2"]
["Class 3"]
["Class 4"]
["Class 6"]
["Class 8"]
["Class A (PN3 - 300kPa)"]
["Class B (PN6 - 600kPa)"]
["Class C (PN9 - 900kPa)"]
["Class D (PN12 - 1200kPa)"]
["Class E (PN15 - 1500kPa)"]
["Class F (PN18 - 1800kPa)"]
["Class G (PN20 - 2000kPa)"]
["Class X (Class 2)"]
["Class Y (Class 3)"]
["Class Z (Class 4)"]
["PN01"]
["PN04"]
["PN04.5"]
["PN05"]
["PN06"]
["PN06.3"]
["PN08"]
["PN09"]
["PN10"]
["PN12"]
["PN12.5"]
["PN15"]
["PN16"]
["PN18"]
["PN20"]
["PN25"]
["PN32"]
["SN04"]
["SN06"]
["SN08"]
["SN10"]
["SN16"]
["Undefined"]
["Enter Diameter (mm)"]
["Enter Length (m)"]
["Enter Upstream Depth (m)"]
["Enter Downstream Depth (m)"]
["Enter Pipe Cover (m)"]
["Enter Upstream RL (m)"]
["Enter Downstream RL (m)"]
["Enter TEMP Reline Material"]
["Select Material from list"]
["Aluminium"]
["Aluflow Aluminium"]
["Asbestos Cement"]
["Asbestos Cement – Everite"]
["Asbestos Cement – Fibrolite"]
["Asbestos Cement – Superite"]
["Brick"]
["Cast Iron"]
["Ceramic"]
["Concrete - Reinforced"]
["Concrete - Unreinforced"]
["Corrugated Aluminium"]
["Corrugated Iron"]
["Corrugated Steel"]
["Corrugated Steel Galvanised"]
["Ductile Iron"]
["Earthenware"]
["Fibreglass"]
["Galvanised Iron"]
["Galvanised Steel"]
["Polyethylene - High Density"]
["Polyethylene - High-Density (Perforated)"]
["Polyethylene - Low Density"]
["Polyethylene - Medium (PE100)"]
["Polyethylene - Medium (PE80)"]
["Polyethylene - Medium Density"]
["Polypropylene"]
["Polyvinylchloride - Old"]
["Polyvinylchloride - Undefined"]
["Polyvinylchloride-M"]
["Polyvinylchloride-O"]
["Polyvinylchloride-U"]
["Polyvinylchloride-U (Perforated)"]
["Relined - Cure In Place"]
["Relined - Fold And Form Pac"]
["Relined - Spiral Wound Pac"]
["Stainless Steel"]
["Steel"]
["Steel Spiral Riveted"]
["Steel Spiral Welded"]
["Undefined"]
["Select Installation Method from list"]
["Above Ground"]
["Chain Trenching"]
["Drill Or Bore"]
["Open Trench"]
["Pipe Burst"]
["Plough"]
["Thrust"]
["Tunnel"]
["Undefined"]
["Select Locality from list"]
["Above Ground - Enclosed"]
["Above Ground - Exposed"]
["Submerged"]
["Undefined"]
["Underground - Buried"]
["Underground - Enclosed"]
["Select Pipe Purpose from list"]
["Bypass"]
["Fire"]
["Flush"]
["Main"]
["Relief"]
["Rider"]
["Rising"]
["Service Line"]
["Supply"]
["Transfer"]
["Trunk"]
["Undefined"]
["Select Pipe Type from list"]
["Gravity"]
["Pressure"]
["Syphon"]
["Undefined"]
["Vacuum"]
["Select External Coating from list"]
["Coal Tar Enamel"]
["Epoxy"]
["Fusion bonded Epoxy"]
["Galvanised"]
["Heat Shrink \"Black Jacket\""]
["Painted"]
["Polyethylene"]
["Polymer"]
["Sintakote"]
["Taped"]
["Uncoated"]
["Undefined"]
["Select Bedding Type from list"]
["Constructed Foundation Raft"]
["None"]
["Standard"]
["Undefined"]
["Select Joint Type from list"]
["Butt Weld"]
["Electro fusion Coupling Weld Joint (PE, Steel)"]
["Flanged"]
["Flush Joint"]
["Fusion Welded"]
["Gibault"]
["Mechanical Coupling Joint"]
["Push Fit"]
["Rubber Ring Joint"]
["Rubber Ring Joint embedded with metallic locking segments (EG: Tyton- Lock)"]
["Solvent Cement Joint"]
["Undefined"]
["Select Pipe Class from list"]
["Class 10"]
["Class 2"]
["Class 3"]
["Class 4"]
["Class 6"]
["Class 8"]
["Class A (PN3 - 300kPa)"]
["Class B (PN6 - 600kPa)"]
["Class C (PN9 - 900kPa)"]
["Class D (PN12 - 1200kPa)"]
["Class E (PN15 - 1500kPa)"]
["Class F (PN18 - 1800kPa)"]
["Class G (PN20 - 2000kPa)"]
["Class X (Class 2)"]
["Class Y (Class 3)"]
["Class Z (Class 4)"]
["PN01"]
["PN04"]
["PN04.5"]
["PN05"]
["PN06"]
["PN06.3"]
["PN08"]
["PN09"]
["PN10"]
["PN12"]
["PN12.5"]
["PN15"]
["PN16"]
["PN18"]
["PN20"]
["PN25"]
["PN32"]
["SN04"]
["SN06"]
["SN08"]
["SN10"]
["SN16"]
["Undefined"]
["Enter Diameter (mm)"]
["Enter Length (m)"]
["Enter Upstream Depth (m)"]
["Enter Downstream Depth (m)"]
["Enter Pipe Cover (m)"]
["Enter Upstream RL (m)"]
["Enter Downstream RL (m)"]
["Enter TEMP Reline Material"]
["Select Material from list"]
["Aluminium"]
["Aluflow Aluminium"]
["Asbestos Cement"]
["Asbestos Cement – Everite"]
["Asbestos Cement – Fibrolite"]
["Asbestos Cement – Superite"]
["Brick"]
["Cast Iron"]
["Ceramic"]
["Concrete - Reinforced"]
["Concrete - Unreinforced"]
["Corrugated Aluminium"]
["Corrugated Iron"]
["Corrugated Steel"]
["Corrugated Steel Galvanised"]
["Ductile Iron"]
["Earthenware"]
["Fibreglass"]
["Galvanised Iron"]
["Galvanised Steel"]
["Polyethylene - High Density"]
["Polyethylene - High-Density (Perforated)"]
["Polyethylene - Low Density"]
["Polyethylene - Medium (PE100)"]
["Polyethylene - Medium (PE80)"]
["Polyethylene - Medium Density"]
["Polypropylene"]
["Polyvinylchloride - Old"]
["Polyvinylchloride - Undefined"]
["Polyvinylchloride-M"]
["Polyvinylchloride-O"]
["Polyvinylchloride-U"]
["Polyvinylchloride-U (Perforated)"]
["Relined - Cure In Place"]
["Relined - Fold And Form Pac"]
["Relined - Spiral Wound Pac"]
["Stainless Steel"]
["Steel"]
["Steel Spiral Riveted"]
["Steel Spiral Welded"]
["Undefined"]
["Select Installation Method from list"]
["Above Ground"]
["Chain Trenching"]
["Drill Or Bore"]
["Open Trench"]
["Pipe Burst"]
["Plough"]
["Thrust"]
["Tunnel"]
["Undefined"]
["Select Locality from list"]
["Above Ground - Enclosed"]
["Above Ground - Exposed"]
["Submerged"]
["Undefined"]
["Underground - Buried"]
["Underground - Enclosed"]
["Select Pipe Purpose from list"]
["Bypass"]
["Fire"]
["Flush"]
["Main"]
["Relief"]
["Rider"]
["Rising"]
["Service Line"]
["Supply"]
["Transfer"]
["Trunk"]
["Undefined"]
["Select Pipe Type from list"]
["Gravity"]
["Pressure"]
["Syphon"]
["Undefined"]
["Vacuum"]
["Select External Coating from list"]
["Coal Tar Enamel"]
["Epoxy"]
["Fusion bonded Epoxy"]
["Galvanised"]
["Heat Shrink \"Black Jacket\""]
["Painted"]
["Polyethylene"]
["Polymer"]
["Sintakote"]
["Taped"]
["Uncoated"]
["Undefined"]
["Select Bedding Type from list"]
["Constructed Foundation Raft"]
["None"]
["Standard"]
["Undefined"]
["Select Joint Type from list"]
["Butt Weld"]
["Electro fusion Coupling Weld Joint (PE, Steel)"]
["Flanged"]
["Flush Joint"]
["Fusion Welded"]
["Gibault"]
["Mechanical Coupling Joint"]
["Push Fit"]
["Rubber Ring Joint"]
["Rubber Ring Joint embedded with metallic locking segments (EG: Tyton- Lock)"]
["Solvent Cement Joint"]
["Undefined"]
["Select Pipe Class from list"]
["Class 10"]
["Class 2"]
["Class 3"]
["Class 4"]
["Class 6"]
["Class 8"]
["Class A (PN3 - 300kPa)"]
["Class B (PN6 - 600kPa)"]
["Class C (PN9 - 900kPa)"]
["Class D (PN12 - 1200kPa)"]
["Class E (PN15 - 1500kPa)"]
["Class F (PN18 - 1800kPa)"]
["Class G (PN20 - 2000kPa)"]
["Class X (Class 2)"]
["Class Y (Class 3)"]
["Class Z (Class 4)"]
["PN01"]
["PN04"]
["PN04.5"]
["PN05"]
["PN06"]
["PN06.3"]
["PN08"]
["PN09"]
["PN10"]
["PN12"]
["PN12.5"]
["PN15"]
["PN16"]
["PN18"]
["PN20"]
["PN25"]
["PN32"]
["SN04"]
["SN06"]
["SN08"]
["SN10"]
["SN16"]
["Undefined"]
["Enter Diameter (mm)"]
["Enter Length (m)"]
["Enter Upstream Depth (m)"]
["Enter Downstream Depth (m)"]
["Enter Pipe Cover (m)"]
["Enter Upstream RL (m)"]
["Enter Downstream RL (m)"]
["Enter TEMP Reline Material"]
["Select Material from list"]
["Aluminium"]
["Aluflow Aluminium"]
["Asbestos Cement"]
["Asbestos Cement – Everite"]
["Asbestos Cement – Fibrolite"]
["Asbestos Cement – Superite"]
["Brick"]
["Cast Iron"]
["Ceramic"]
["Concrete - Reinforced"]
["Concrete - Unreinforced"]
["Corrugated Aluminium"]
["Corrugated Iron"]
["Corrugated Steel"]
["Corrugated Steel Galvanised"]
["Ductile Iron"]
["Earthenware"]
["Fibreglass"]
["Galvanised Iron"]
["Galvanised Steel"]
["Polyethylene - High Density"]
["Polyethylene - High-Density (Perforated)"]
["Polyethylene - Low Density"]
["Polyethylene - Medium (PE100)"]
["Polyethylene - Medium (PE80)"]
["Polyethylene - Medium Density"]
["Polypropylene"]
["Polyvinylchloride - Old"]
["Polyvinylchloride - Undefined"]
["Polyvinylchloride-M"]
["Polyvinylchloride-O"]
["Polyvinylchloride-U"]
["Polyvinylchloride-U (Perforated)"]
["Relined - Cure In Place"]
["Relined - Fold And Form Pac"]
["Relined - Spiral Wound Pac"]
["Stainless Steel"]
["Steel"]
["Steel Spiral Riveted"]
["Steel Spiral Welded"]
["Undefined"]
["Select Installation Method from list"]
["Above Ground"]
["Chain Trenching"]
["Drill Or Bore"]
["Open Trench"]
["Pipe Burst"]
["Plough"]
["Thrust"]
["Tunnel"]
["Undefined"]
["Select Locality from list"]
["Above Ground - Enclosed"]
["Above Ground - Exposed"]
["Submerged"]
["Undefined"]
["Underground - Buried"]
["Underground - Enclosed"]
["Select Pipe Purpose from list"]
["Bypass"]
["Fire"]
["Flush"]
["Main"]
["Relief"]
["Rider"]
["Rising"]
["Service Line"]
["Supply"]
["Transfer"]
["Trunk"]
["Undefined"]
["Select Pipe Type from list"]
["Gravity"]
["Pressure"]
["Syphon"]
["Undefined"]
["Vacuum"]
["Select External Coating from list"]
["Coal Tar Enamel"]
["Epoxy"]
["Fusion bonded Epoxy"]
["Galvanised"]
["Heat Shrink \"Black Jacket\""]
["Painted"]
["Polyethylene"]
["Polymer"]
["Sintakote"]
["Taped"]
["Uncoated"]
["Undefined"]
["Select Bedding Type from list"]
["Constructed Foundation Raft"]
["None"]
["Standard"]
["Undefined"]
["Select Joint Type from list"]
["Butt Weld"]
["Electro fusion Coupling Weld Joint (PE, Steel)"]
["Flanged"]
["Flush Joint"]
["Fusion Welded"]
["Gibault"]
["Mechanical Coupling Joint"]
["Push Fit"]
["Rubber Ring Joint"]
["Rubber Ring Joint embedded with metallic locking segments (EG: Tyton- Lock)"]
["Solvent Cement Joint"]
["Undefined"]
["Select Pipe Class from list"]
["Class 10"]
["Class 2"]
["Class 3"]
["Class 4"]
["Class 6"]
["Class 8"]
["Class A (PN3 - 300kPa)"]
["Class B (PN6 - 600kPa)"]
["Class C (PN9 - 900kPa)"]
["Class D (PN12 - 1200kPa)"]
["Class E (PN15 - 1500kPa)"]
["Class F (PN18 - 1800kPa)"]
["Class G (PN20 - 2000kPa)"]
["Class X (Class 2)"]
["Class Y (Class 3)"]
["Class Z (Class 4)"]
["PN01"]
["PN04"]
["PN04.5"]
["PN05"]
["PN06"]
["PN06.3"]
["PN08"]
["PN09"]
["PN10"]
["PN12"]
["PN12.5"]
["PN15"]
["PN16"]
["PN18"]
["PN20"]
["PN25"]
["PN32"]
["SN04"]
["SN06"]
["SN08"]
["SN10"]
["SN16"]
["Undefined"]
["Enter Diameter (mm)"]
["Enter Length (m)"]
["Enter Upstream Depth (m)"]
["Enter Downstream Depth (m)"]
["Enter Pipe Cover (m)"]
["Enter Upstream RL (m)"]
["Enter Downstream RL (m)"]
["Enter TEMP Reline Material"]
["Enter Manufacturer"]
["Enter Serial Number"]
["Enter Manufacturer"]
["Enter Serial Number"]
["Enter Manufacturer"]
["Enter Serial Number"]
["Enter Manufacturer"]
["Enter Serial Number"]
["Enter Manufacturer"]
["Enter Serial Number"]
["Select TEMP Reserves Act 77 from list"]
["Local Reserve"]
["Recreation Reserve"]
["Not Applicable"]
["Undefined"]
["Enter Area (m2)"]
["Enter TEMP Legal Desc"]
["Enter TEMP Valuation No"]
["Select TEMP Reserves Act 77 from list"]
["Local Reserve"]
["Recreation Reserve"]
["Not Applicable"]
["Undefined"]
["Enter Area (m2)"]
["Enter TEMP Legal Desc"]
["Enter TEMP Valuation No"]
["Select TEMP Reserves Act 77 from list"]
["Local Reserve"]
["Recreation Reserve"]
["Not Applicable"]
["Undefined"]
["Enter Area (m2)"]
["Enter TEMP Legal Desc"]
["Enter TEMP Valuation No"]
["Select TEMP Reserves Act 77 from list"]
["Local Reserve"]
["Recreation Reserve"]
["Not Applicable"]
["Undefined"]
["Enter Area (m2)"]
["Enter TEMP Legal Desc"]
["Enter TEMP Valuation No"]
["Select TEMP Reserves Act 77 from list"]
["Local Reserve"]
["Recreation Reserve"]
["Not Applicable"]
["Undefined"]
["Enter Area (m2)"]
["Enter TEMP Legal Desc"]
["Enter TEMP Valuation No"]
["Select Input Voltage (V) from list"]
["120V (A.C)"]
["12V (D.C)"]
["240V (A.C)"]
["24V (D.C)"]
["430V (A.C)"]
["Undefined"]
["Select Control Type from list"]
["Automatic"]
["Manual"]
["SCADA"]
["Semi-automatic"]
["Undefined"]
["Enter Weight (kg)"]
["Enter Motor Output (kW)"]
["Enter Speed (rpm)"]
["Select Input Voltage (V) from list"]
["120V (A.C)"]
["12V (D.C)"]
["240V (A.C)"]
["24V (D.C)"]
["430V (A.C)"]
["Undefined"]
["Select Control Type from list"]
["Automatic"]
["Manual"]
["SCADA"]
["Semi-automatic"]
["Undefined"]
["Enter Weight (kg)"]
["Enter Motor Output (kW)"]
["Enter Speed (rpm)"]
["Select Input Voltage (V) from list"]
["120V (A.C)"]
["12V (D.C)"]
["240V (A.C)"]
["24V (D.C)"]
["430V (A.C)"]
["Undefined"]
["Select Control Type from list"]
["Automatic"]
["Manual"]
["SCADA"]
["Semi-automatic"]
["Undefined"]
["Enter Weight (kg)"]
["Enter Motor Output (kW)"]
["Enter Speed (rpm)"]
["Select Input Voltage (V) from list"]
["120V (A.C)"]
["12V (D.C)"]
["240V (A.C)"]
["24V (D.C)"]
["430V (A.C)"]
["Undefined"]
["Select Control Type from list"]
["Automatic"]
["Manual"]
["SCADA"]
["Semi-automatic"]
["Undefined"]
["Enter Weight (kg)"]
["Enter Motor Output (kW)"]
["Enter Speed (rpm)"]
["Select Input Voltage (V) from list"]
["120V (A.C)"]
["12V (D.C)"]
["240V (A.C)"]
["24V (D.C)"]
["430V (A.C)"]
["Undefined"]
["Select Control Type from list"]
["Automatic"]
["Manual"]
["SCADA"]
["Semi-automatic"]
["Undefined"]
["Enter Weight (kg)"]
["Enter Motor Output (kW)"]
["Enter Speed (rpm)"]
["Enter Manufacturer"]
["Enter Model"]
["Enter Serial Number"]
["Enter Warranty Expiry Date"]
["Enter Manufacturer"]
["Enter Model"]
["Enter Serial Number"]
["Enter Warranty Expiry Date"]
["Enter Manufacturer"]
["Enter Model"]
["Enter Serial Number"]
["Enter Warranty Expiry Date"]
["Enter Manufacturer"]
["Enter Model"]
["Enter Serial Number"]
["Enter Warranty Expiry Date"]
["Enter Manufacturer"]
["Enter Model"]
["Enter Serial Number"]
["Enter Warranty Expiry Date"]
["Select Property Use from list"]
["Accommodation"]
["Bar"]
["Council"]
["Commercial"]
["Domestic"]
["Industrial"]
["Not Applicable"]
["Undefined"]
["Office"]
["Other"]
["Public Service"]
["Public Use"]
["Residential"]
["Restaurant"]
["Retail"]
["School"]
["Select Valve Type from list"]
["Air Release (Standard)"]
["Altitude"]
["Ball"]
["Butterfly"]
["Combination Air"]
["Diaphragm"]
["Duck Bill"]
["Float"]
["Flow Control"]
["Gate"]
["Non Return Valve"]
["Penstock"]
["Plug (Tap)"]
["Undefined"]
["Select Box Type from list"]
["Aluminium"]
["Cast Iron"]
["None"]
["Plastic - Jumbo"]
["Plastic - Narrow"]
["Plastic - Old"]
["Plastic - Regular"]
["RPZ Cover"]
["Steel Cage"]
["Timber"]
["Undefined"]
["Select Meter Type from list"]
["Electrical"]
["Mechanical"]
["None"]
["Non-Meter Ready"]
["Not Yet Assessed"]
["Undefined"]
["Select Backflow Type from list"]
["Air Gap"]
["Double Check - Testable"]
["Dual Check - Non Testable"]
["RPZ - Testable"]
["Single Check - Non Testable"]
["Single Check - Testable"]
["Undefined"]
["Select Backflow Hazard Cat from list"]
["High"]
["Low"]
["Medium"]
["Undefined"]
["Enter Diameter (mm)"]
["Enter Isolation Valve Qty"]
["Enter Meter Serial Number"]
["Select Property Use from list"]
["Accommodation"]
["Bar"]
["Council"]
["Commercial"]
["Domestic"]
["Industrial"]
["Not Applicable"]
["Undefined"]
["Office"]
["Other"]
["Public Service"]
["Public Use"]
["Residential"]
["Restaurant"]
["Retail"]
["School"]
["Select Valve Type from list"]
["Air Release (Standard)"]
["Altitude"]
["Ball"]
["Butterfly"]
["Combination Air"]
["Diaphragm"]
["Duck Bill"]
["Float"]
["Flow Control"]
["Gate"]
["Non Return Valve"]
["Penstock"]
["Plug (Tap)"]
["Undefined"]
["Select Box Type from list"]
["Aluminium"]
["Cast Iron"]
["None"]
["Plastic - Jumbo"]
["Plastic - Narrow"]
["Plastic - Old"]
["Plastic - Regular"]
["RPZ Cover"]
["Steel Cage"]
["Timber"]
["Undefined"]
["Select Meter Type from list"]
["Electrical"]
["Mechanical"]
["None"]
["Non-Meter Ready"]
["Not Yet Assessed"]
["Undefined"]
["Select Backflow Type from list"]
["Air Gap"]
["Double Check - Testable"]
["Dual Check - Non Testable"]
["RPZ - Testable"]
["Single Check - Non Testable"]
["Single Check - Testable"]
["Undefined"]
["Select Backflow Hazard Cat from list"]
["High"]
["Low"]
["Medium"]
["Undefined"]
["Enter Diameter (mm)"]
["Enter Isolation Valve Qty"]
["Enter Meter Serial Number"]
["Select Property Use from list"]
["Accommodation"]
["Bar"]
["Council"]
["Commercial"]
["Domestic"]
["Industrial"]
["Not Applicable"]
["Undefined"]
["Office"]
["Other"]
["Public Service"]
["Public Use"]
["Residential"]
["Restaurant"]
["Retail"]
["School"]
["Select Valve Type from list"]
["Air Release (Standard)"]
["Altitude"]
["Ball"]
["Butterfly"]
["Combination Air"]
["Diaphragm"]
["Duck Bill"]
["Float"]
["Flow Control"]
["Gate"]
["Non Return Valve"]
["Penstock"]
["Plug (Tap)"]
["Undefined"]
["Select Box Type from list"]
["Aluminium"]
["Cast Iron"]
["None"]
["Plastic - Jumbo"]
["Plastic - Narrow"]
["Plastic - Old"]
["Plastic - Regular"]
["RPZ Cover"]
["Steel Cage"]
["Timber"]
["Undefined"]
["Select Meter Type from list"]
["Electrical"]
["Mechanical"]
["None"]
["Non-Meter Ready"]
["Not Yet Assessed"]
["Undefined"]
["Select Backflow Type from list"]
["Air Gap"]
["Double Check - Testable"]
["Dual Check - Non Testable"]
["RPZ - Testable"]
["Single Check - Non Testable"]
["Single Check - Testable"]
["Undefined"]
["Select Backflow Hazard Cat from list"]
["High"]
["Low"]
["Medium"]
["Undefined"]
["Enter Diameter (mm)"]
["Enter Isolation Valve Qty"]
["Enter Meter Serial Number"]
["Select Property Use from list"]
["Accommodation"]
["Bar"]
["Council"]
["Commercial"]
["Domestic"]
["Industrial"]
["Not Applicable"]
["Undefined"]
["Office"]
["Other"]
["Public Service"]
["Public Use"]
["Residential"]
["Restaurant"]
["Retail"]
["School"]
["Select Valve Type from list"]
["Air Release (Standard)"]
["Altitude"]
["Ball"]
["Butterfly"]
["Combination Air"]
["Diaphragm"]
["Duck Bill"]
["Float"]
["Flow Control"]
["Gate"]
["Non Return Valve"]
["Penstock"]
["Plug (Tap)"]
["Undefined"]
["Select Box Type from list"]
["Aluminium"]
["Cast Iron"]
["None"]
["Plastic - Jumbo"]
["Plastic - Narrow"]
["Plastic - Old"]
["Plastic - Regular"]
["RPZ Cover"]
["Steel Cage"]
["Timber"]
["Undefined"]
["Select Meter Type from list"]
["Electrical"]
["Mechanical"]
["None"]
["Non-Meter Ready"]
["Not Yet Assessed"]
["Undefined"]
["Select Backflow Type from list"]
["Air Gap"]
["Double Check - Testable"]
["Dual Check - Non Testable"]
["RPZ - Testable"]
["Single Check - Non Testable"]
["Single Check - Testable"]
["Undefined"]
["Select Backflow Hazard Cat from list"]
["High"]
["Low"]
["Medium"]
["Undefined"]
["Enter Diameter (mm)"]
["Enter Isolation Valve Qty"]
["Enter Meter Serial Number"]
["Select Property Use from list"]
["Accommodation"]
["Bar"]
["Council"]
["Commercial"]
["Domestic"]
["Industrial"]
["Not Applicable"]
["Undefined"]
["Office"]
["Other"]
["Public Service"]
["Public Use"]
["Residential"]
["Restaurant"]
["Retail"]
["School"]
["Select Valve Type from list"]
["Air Release (Standard)"]
["Altitude"]
["Ball"]
["Butterfly"]
["Combination Air"]
["Diaphragm"]
["Duck Bill"]
["Float"]
["Flow Control"]
["Gate"]
["Non Return Valve"]
["Penstock"]
["Plug (Tap)"]
["Undefined"]
["Select Box Type from list"]
["Aluminium"]
["Cast Iron"]
["None"]
["Plastic - Jumbo"]
["Plastic - Narrow"]
["Plastic - Old"]
["Plastic - Regular"]
["RPZ Cover"]
["Steel Cage"]
["Timber"]
["Undefined"]
["Select Meter Type from list"]
["Electrical"]
["Mechanical"]
["None"]
["Non-Meter Ready"]
["Not Yet Assessed"]
["Undefined"]
["Select Backflow Type from list"]
["Air Gap"]
["Double Check - Testable"]
["Dual Check - Non Testable"]
["RPZ - Testable"]
["Single Check - Non Testable"]
["Single Check - Testable"]
["Undefined"]
["Select Backflow Hazard Cat from list"]
["High"]
["Low"]
["Medium"]
["Undefined"]
["Enter Diameter (mm)"]
["Enter Isolation Valve Qty"]
["Enter Meter Serial Number"]
["Enter Pipe Invert RL (m)"]
["Enter Pipe Invert RL (m)"]
["Enter Pipe Invert RL (m)"]
["Enter Pipe Invert RL (m)"]
["Enter Pipe Invert RL (m)"]
["Select Lining Material from list"]
["Clay"]
["Concrete"]
["Geo Synthetic Liner"]
["Natural"]
["Polyamide"]
["Polyester"]
["Polyethylene"]
["Polypropylene"]
["Polyvinylchloride"]
["Rock"]
["Timber"]
["Undefined"]
["Unlined"]
["Enter Base Length (m)"]
["Enter Base Width (m)"]
["Enter Base Area (m2)"]
["Enter Volume (m3)"]
["Enter Top RL (m)"]
["Enter Base RL (m)"]
["Enter Overflow RL (m)"]
["Select Lining Material from list"]
["Clay"]
["Concrete"]
["Geo Synthetic Liner"]
["Natural"]
["Polyamide"]
["Polyester"]
["Polyethylene"]
["Polypropylene"]
["Polyvinylchloride"]
["Rock"]
["Timber"]
["Undefined"]
["Unlined"]
["Enter Base Length (m)"]
["Enter Base Width (m)"]
["Enter Base Area (m2)"]
["Enter Volume (m3)"]
["Enter Top RL (m)"]
["Enter Base RL (m)"]
["Enter Overflow RL (m)"]
["Select Lining Material from list"]
["Clay"]
["Concrete"]
["Geo Synthetic Liner"]
["Natural"]
["Polyamide"]
["Polyester"]
["Polyethylene"]
["Polypropylene"]
["Polyvinylchloride"]
["Rock"]
["Timber"]
["Undefined"]
["Unlined"]
["Enter Base Length (m)"]
["Enter Base Width (m)"]
["Enter Base Area (m2)"]
["Enter Volume (m3)"]
["Enter Top RL (m)"]
["Enter Base RL (m)"]
["Enter Overflow RL (m)"]
["Select Lining Material from list"]
["Clay"]
["Concrete"]
["Geo Synthetic Liner"]
["Natural"]
["Polyamide"]
["Polyester"]
["Polyethylene"]
["Polypropylene"]
["Polyvinylchloride"]
["Rock"]
["Timber"]
["Undefined"]
["Unlined"]
["Enter Base Length (m)"]
["Enter Base Width (m)"]
["Enter Base Area (m2)"]
["Enter Volume (m3)"]
["Enter Top RL (m)"]
["Enter Base RL (m)"]
["Enter Overflow RL (m)"]
["Select Lining Material from list"]
["Clay"]
["Concrete"]
["Geo Synthetic Liner"]
["Natural"]
["Polyamide"]
["Polyester"]
["Polyethylene"]
["Polypropylene"]
["Polyvinylchloride"]
["Rock"]
["Timber"]
["Undefined"]
["Unlined"]
["Enter Base Length (m)"]
["Enter Base Width (m)"]
["Enter Base Area (m2)"]
["Enter Volume (m3)"]
["Enter Top RL (m)"]
["Enter Base RL (m)"]
["Enter Overflow RL (m)"]
["Select Input Voltage (V) from list"]
["120V (A.C)"]
["12V (D.C)"]
["240V (A.C)"]
["24V (D.C)"]
["430V (A.C)"]
["Undefined"]
["Select Locality from list"]
["Above Ground - Enclosed"]
["Above Ground - Exposed"]
["Submerged"]
["Undefined"]
["Underground - Buried"]
["Underground - Enclosed"]
["Select Monitoring Type from list"]
["Internal Logger"]
["Remote Logger"]
["SCADA"]
["Undefined"]
["Select Comms Protocol from list"]
["0-5 volts"]
["4-20mA"]
["Datran"]
["DF1"]
["Modbus"]
["RS232"]
["Undefined"]
["Enter Calibration Agent"]
["Enter Calibration Number"]
["Enter Calibration Exp Date"]
["Enter Instrument Range"]
["Select Input Voltage (V) from list"]
["120V (A.C)"]
["12V (D.C)"]
["240V (A.C)"]
["24V (D.C)"]
["430V (A.C)"]
["Undefined"]
["Select Locality from list"]
["Above Ground - Enclosed"]
["Above Ground - Exposed"]
["Submerged"]
["Undefined"]
["Underground - Buried"]
["Underground - Enclosed"]
["Select Monitoring Type from list"]
["Internal Logger"]
["Remote Logger"]
["SCADA"]
["Undefined"]
["Select Comms Protocol from list"]
["0-5 volts"]
["4-20mA"]
["Datran"]
["DF1"]
["Modbus"]
["RS232"]
["Undefined"]
["Enter Calibration Agent"]
["Enter Calibration Number"]
["Enter Calibration Exp Date"]
["Enter Instrument Range"]
["Select Input Voltage (V) from list"]
["120V (A.C)"]
["12V (D.C)"]
["240V (A.C)"]
["24V (D.C)"]
["430V (A.C)"]
["Undefined"]
["Select Locality from list"]
["Above Ground - Enclosed"]
["Above Ground - Exposed"]
["Submerged"]
["Undefined"]
["Underground - Buried"]
["Underground - Enclosed"]
["Select Monitoring Type from list"]
["Internal Logger"]
["Remote Logger"]
["SCADA"]
["Undefined"]
["Select Comms Protocol from list"]
["0-5 volts"]
["4-20mA"]
["Datran"]
["DF1"]
["Modbus"]
["RS232"]
["Undefined"]
["Enter Calibration Agent"]
["Enter Calibration Number"]
["Enter Calibration Exp Date"]
["Enter Instrument Range"]
["Select Input Voltage (V) from list"]
["120V (A.C)"]
["12V (D.C)"]
["240V (A.C)"]
["24V (D.C)"]
["430V (A.C)"]
["Undefined"]
["Select Locality from list"]
["Above Ground - Enclosed"]
["Above Ground - Exposed"]
["Submerged"]
["Undefined"]
["Underground - Buried"]
["Underground - Enclosed"]
["Select Monitoring Type from list"]
["Internal Logger"]
["Remote Logger"]
["SCADA"]
["Undefined"]
["Select Comms Protocol from list"]
["0-5 volts"]
["4-20mA"]
["Datran"]
["DF1"]
["Modbus"]
["RS232"]
["Undefined"]
["Enter Calibration Agent"]
["Enter Calibration Number"]
["Enter Calibration Exp Date"]
["Enter Instrument Range"]
["Select Input Voltage (V) from list"]
["120V (A.C)"]
["12V (D.C)"]
["240V (A.C)"]
["24V (D.C)"]
["430V (A.C)"]
["Undefined"]
["Select Locality from list"]
["Above Ground - Enclosed"]
["Above Ground - Exposed"]
["Submerged"]
["Undefined"]
["Underground - Buried"]
["Underground - Enclosed"]
["Select Monitoring Type from list"]
["Internal Logger"]
["Remote Logger"]
["SCADA"]
["Undefined"]
["Select Comms Protocol from list"]
["0-5 volts"]
["4-20mA"]
["Datran"]
["DF1"]
["Modbus"]
["RS232"]
["Undefined"]
["Enter Calibration Agent"]
["Enter Calibration Number"]
["Enter Calibration Exp Date"]
["Enter Instrument Range"]
["Enter Manufacturer"]
["Enter Model"]
["Enter Serial Number"]
["Enter Warranty Expiry Date"]
["Enter Manufacturer"]
["Enter Model"]
["Enter Serial Number"]
["Enter Warranty Expiry Date"]
["Enter Manufacturer"]
["Enter Model"]
["Enter Serial Number"]
["Enter Warranty Expiry Date"]
["Enter Manufacturer"]
["Enter Model"]
["Enter Serial Number"]
["Enter Warranty Expiry Date"]
["Enter Manufacturer"]
["Enter Model"]
["Enter Serial Number"]
["Enter Warranty Expiry Date"]
["Select Input Voltage (V) from list"]
["120V (A.C)"]
["12V (D.C)"]
["240V (A.C)"]
["24V (D.C)"]
["430V (A.C)"]
["Undefined"]
["Select Locality from list"]
["Above Ground - Enclosed"]
["Above Ground - Exposed"]
["Submerged"]
["Undefined"]
["Underground - Buried"]
["Underground - Enclosed"]
["Select Monitoring Type from list"]
["Internal Logger"]
["Remote Logger"]
["SCADA"]
["Undefined"]
["Select Comms Protocol from list"]
["0-5 volts"]
["4-20mA"]
["Datran"]
["DF1"]
["Modbus"]
["RS232"]
["Undefined"]
["Enter Calibration Agent"]
["Enter Calibration Number"]
["Enter Calibration Exp Date"]
["Enter Instrument Range"]
["Select Input Voltage (V) from list"]
["120V (A.C)"]
["12V (D.C)"]
["240V (A.C)"]
["24V (D.C)"]
["430V (A.C)"]
["Undefined"]
["Select Locality from list"]
["Above Ground - Enclosed"]
["Above Ground - Exposed"]
["Submerged"]
["Undefined"]
["Underground - Buried"]
["Underground - Enclosed"]
["Select Monitoring Type from list"]
["Internal Logger"]
["Remote Logger"]
["SCADA"]
["Undefined"]
["Select Comms Protocol from list"]
["0-5 volts"]
["4-20mA"]
["Datran"]
["DF1"]
["Modbus"]
["RS232"]
["Undefined"]
["Enter Calibration Agent"]
["Enter Calibration Number"]
["Enter Calibration Exp Date"]
["Enter Instrument Range"]
["Select Input Voltage (V) from list"]
["120V (A.C)"]
["12V (D.C)"]
["240V (A.C)"]
["24V (D.C)"]
["430V (A.C)"]
["Undefined"]
["Select Locality from list"]
["Above Ground - Enclosed"]
["Above Ground - Exposed"]
["Submerged"]
["Undefined"]
["Underground - Buried"]
["Underground - Enclosed"]
["Select Monitoring Type from list"]
["Internal Logger"]
["Remote Logger"]
["SCADA"]
["Undefined"]
["Select Comms Protocol from list"]
["0-5 volts"]
["4-20mA"]
["Datran"]
["DF1"]
["Modbus"]
["RS232"]
["Undefined"]
["Enter Calibration Agent"]
["Enter Calibration Number"]
["Enter Calibration Exp Date"]
["Enter Instrument Range"]
["Select Input Voltage (V) from list"]
["120V (A.C)"]
["12V (D.C)"]
["240V (A.C)"]
["24V (D.C)"]
["430V (A.C)"]
["Undefined"]
["Select Locality from list"]
["Above Ground - Enclosed"]
["Above Ground - Exposed"]
["Submerged"]
["Undefined"]
["Underground - Buried"]
["Underground - Enclosed"]
["Select Monitoring Type from list"]
["Internal Logger"]
["Remote Logger"]
["SCADA"]
["Undefined"]
["Select Comms Protocol from list"]
["0-5 volts"]
["4-20mA"]
["Datran"]
["DF1"]
["Modbus"]
["RS232"]
["Undefined"]
["Enter Calibration Agent"]
["Enter Calibration Number"]
["Enter Calibration Exp Date"]
["Enter Instrument Range"]
["Select Input Voltage (V) from list"]
["120V (A.C)"]
["12V (D.C)"]
["240V (A.C)"]
["24V (D.C)"]
["430V (A.C)"]
["Undefined"]
["Select Locality from list"]
["Above Ground - Enclosed"]
["Above Ground - Exposed"]
["Submerged"]
["Undefined"]
["Underground - Buried"]
["Underground - Enclosed"]
["Select Monitoring Type from list"]
["Internal Logger"]
["Remote Logger"]
["SCADA"]
["Undefined"]
["Select Comms Protocol from list"]
["0-5 volts"]
["4-20mA"]
["Datran"]
["DF1"]
["Modbus"]
["RS232"]
["Undefined"]
["Enter Calibration Agent"]
["Enter Calibration Number"]
["Enter Calibration Exp Date"]
["Enter Instrument Range"]
["Enter Manufacturer"]
["Enter Model"]
["Enter Serial Number"]
["Enter Warranty Expiry Date"]
["Enter Manufacturer"]
["Enter Model"]
["Enter Serial Number"]
["Enter Warranty Expiry Date"]
["Enter Manufacturer"]
["Enter Model"]
["Enter Serial Number"]
["Enter Warranty Expiry Date"]
["Enter Manufacturer"]
["Enter Model"]
["Enter Serial Number"]
["Enter Warranty Expiry Date"]
["Enter Manufacturer"]
["Enter Model"]
["Enter Serial Number"]
["Enter Warranty Expiry Date"]
["Select Material from list"]
["Concrete - Reinforced"]
["Aluminium"]
["Concrete - Unreinforced"]
["Concrete Block"]
["Fibre Cement Sheets"]
["Steel"]
["Timber"]
["Undefined"]
["Select Construction Method from list"]
["Cast In-situ"]
["Precast"]
["Prefabricated"]
["Tilt Slab"]
["Undefined"]
["Enter Length (m)"]
["Enter Height (m)"]
["Enter Top RL (m)"]
["Select Material from list"]
["Concrete - Reinforced"]
["Aluminium"]
["Concrete - Unreinforced"]
["Concrete Block"]
["Fibre Cement Sheets"]
["Steel"]
["Timber"]
["Undefined"]
["Select Construction Method from list"]
["Cast In-situ"]
["Precast"]
["Prefabricated"]
["Tilt Slab"]
["Undefined"]
["Enter Length (m)"]
["Enter Height (m)"]
["Enter Top RL (m)"]
["Select Material from list"]
["Concrete - Reinforced"]
["Aluminium"]
["Concrete - Unreinforced"]
["Concrete Block"]
["Fibre Cement Sheets"]
["Steel"]
["Timber"]
["Undefined"]
["Select Construction Method from list"]
["Cast In-situ"]
["Precast"]
["Prefabricated"]
["Tilt Slab"]
["Undefined"]
["Enter Length (m)"]
["Enter Height (m)"]
["Enter Top RL (m)"]
["Select Material from list"]
["Concrete - Reinforced"]
["Aluminium"]
["Concrete - Unreinforced"]
["Concrete Block"]
["Fibre Cement Sheets"]
["Steel"]
["Timber"]
["Undefined"]
["Select Construction Method from list"]
["Cast In-situ"]
["Precast"]
["Prefabricated"]
["Tilt Slab"]
["Undefined"]
["Enter Length (m)"]
["Enter Height (m)"]
["Enter Top RL (m)"]
["Select Material from list"]
["Concrete - Reinforced"]
["Aluminium"]
["Concrete - Unreinforced"]
["Concrete Block"]
["Fibre Cement Sheets"]
["Steel"]
["Timber"]
["Undefined"]
["Select Construction Method from list"]
["Cast In-situ"]
["Precast"]
["Prefabricated"]
["Tilt Slab"]
["Undefined"]
["Enter Length (m)"]
["Enter Height (m)"]
["Enter Top RL (m)"]
["Enter Pipe Invert RL (m)"]
["Enter Pipe Invert RL (m)"]
["Enter Pipe Invert RL (m)"]
["Enter Pipe Invert RL (m)"]
["Enter Pipe Invert RL (m)"]
["Select Material from list"]
["Aluminium"]
["Brass"]
["Brick"]
["Bronze"]
["Concrete"]
["Concrete - Reinforced"]
["Concrete - Unreinforced"]
["Ductile Iron"]
["Fibre Cement Sheets"]
["Fibreglass"]
["Galvanised Wrought Iron"]
["Grey Cast Iron"]
["Helicore Aluminium"]
["Iron"]
["Malleable Iron"]
["Mild Steel Welded"]
["Polystyrene Blocks"]
["Rubber"]
["Spiral Wound Aluminium"]
["Spiral Wound Steel/Aluminium"]
["Stainless Steel"]
["Stainless Steel (Grade 316)"]
["Steel Galvanised"]
["Steel"]
["Timber"]
["Undefined"]
["Wrought Iron"]
["Enter Length (m)"]
["Enter Width (m)"]
["Enter Height (m)"]
["Enter Area (m2)"]
["Enter Max Rated Load (kN)"]
["Select Material from list"]
["Aluminium"]
["Brass"]
["Brick"]
["Bronze"]
["Concrete"]
["Concrete - Reinforced"]
["Concrete - Unreinforced"]
["Ductile Iron"]
["Fibre Cement Sheets"]
["Fibreglass"]
["Galvanised Wrought Iron"]
["Grey Cast Iron"]
["Helicore Aluminium"]
["Iron"]
["Malleable Iron"]
["Mild Steel Welded"]
["Polystyrene Blocks"]
["Rubber"]
["Spiral Wound Aluminium"]
["Spiral Wound Steel/Aluminium"]
["Stainless Steel"]
["Stainless Steel (Grade 316)"]
["Steel Galvanised"]
["Steel"]
["Timber"]
["Undefined"]
["Wrought Iron"]
["Enter Length (m)"]
["Enter Width (m)"]
["Enter Height (m)"]
["Enter Area (m2)"]
["Enter Max Rated Load (kN)"]
["Select Material from list"]
["Aluminium"]
["Brass"]
["Brick"]
["Bronze"]
["Concrete"]
["Concrete - Reinforced"]
["Concrete - Unreinforced"]
["Ductile Iron"]
["Fibre Cement Sheets"]
["Fibreglass"]
["Galvanised Wrought Iron"]
["Grey Cast Iron"]
["Helicore Aluminium"]
["Iron"]
["Malleable Iron"]
["Mild Steel Welded"]
["Polystyrene Blocks"]
["Rubber"]
["Spiral Wound Aluminium"]
["Spiral Wound Steel/Aluminium"]
["Stainless Steel"]
["Stainless Steel (Grade 316)"]
["Steel Galvanised"]
["Steel"]
["Timber"]
["Undefined"]
["Wrought Iron"]
["Enter Length (m)"]
["Enter Width (m)"]
["Enter Height (m)"]
["Enter Area (m2)"]
["Enter Max Rated Load (kN)"]
["Select Material from list"]
["Aluminium"]
["Brass"]
["Brick"]
["Bronze"]
["Concrete"]
["Concrete - Reinforced"]
["Concrete - Unreinforced"]
["Ductile Iron"]
["Fibre Cement Sheets"]
["Fibreglass"]
["Galvanised Wrought Iron"]
["Grey Cast Iron"]
["Helicore Aluminium"]
["Iron"]
["Malleable Iron"]
["Mild Steel Welded"]
["Polystyrene Blocks"]
["Rubber"]
["Spiral Wound Aluminium"]
["Spiral Wound Steel/Aluminium"]
["Stainless Steel"]
["Stainless Steel (Grade 316)"]
["Steel Galvanised"]
["Steel"]
["Timber"]
["Undefined"]
["Wrought Iron"]
["Enter Length (m)"]
["Enter Width (m)"]
["Enter Height (m)"]
["Enter Area (m2)"]
["Enter Max Rated Load (kN)"]
["Select Material from list"]
["Aluminium"]
["Brass"]
["Brick"]
["Bronze"]
["Concrete"]
["Concrete - Reinforced"]
["Concrete - Unreinforced"]
["Ductile Iron"]
["Fibre Cement Sheets"]
["Fibreglass"]
["Galvanised Wrought Iron"]
["Grey Cast Iron"]
["Helicore Aluminium"]
["Iron"]
["Malleable Iron"]
["Mild Steel Welded"]
["Polystyrene Blocks"]
["Rubber"]
["Spiral Wound Aluminium"]
["Spiral Wound Steel/Aluminium"]
["Stainless Steel"]
["Stainless Steel (Grade 316)"]
["Steel Galvanised"]
["Steel"]
["Timber"]
["Undefined"]
["Wrought Iron"]
["Enter Length (m)"]
["Enter Width (m)"]
["Enter Height (m)"]
["Enter Area (m2)"]
["Enter Max Rated Load (kN)"]
["Select Input Voltage (V) from list"]
["120V (A.C)"]
["12V (D.C)"]
["240V (A.C)"]
["24V (D.C)"]
["430V (A.C)"]
["Undefined"]
["Select Control Type from list"]
["Automatic"]
["Manual"]
["SCADA"]
["Semi-automatic"]
["Undefined"]
["Select Aerator Type from list"]
["Submerged"]
["Surface"]
["Undefined"]
["Enter Weight (kg)"]
["Enter Motor Output (kW)"]
["Enter Speed (rpm)"]
["Enter Cable Length (m)"]
["Enter Current Rating (A)"]
["Select Input Voltage (V) from list"]
["120V (A.C)"]
["12V (D.C)"]
["240V (A.C)"]
["24V (D.C)"]
["430V (A.C)"]
["Undefined"]
["Select Control Type from list"]
["Automatic"]
["Manual"]
["SCADA"]
["Semi-automatic"]
["Undefined"]
["Select Aerator Type from list"]
["Submerged"]
["Surface"]
["Undefined"]
["Enter Weight (kg)"]
["Enter Motor Output (kW)"]
["Enter Speed (rpm)"]
["Enter Cable Length (m)"]
["Enter Current Rating (A)"]
["Select Input Voltage (V) from list"]
["120V (A.C)"]
["12V (D.C)"]
["240V (A.C)"]
["24V (D.C)"]
["430V (A.C)"]
["Undefined"]
["Select Control Type from list"]
["Automatic"]
["Manual"]
["SCADA"]
["Semi-automatic"]
["Undefined"]
["Select Aerator Type from list"]
["Submerged"]
["Surface"]
["Undefined"]
["Enter Weight (kg)"]
["Enter Motor Output (kW)"]
["Enter Speed (rpm)"]
["Enter Cable Length (m)"]
["Enter Current Rating (A)"]
["Select Input Voltage (V) from list"]
["120V (A.C)"]
["12V (D.C)"]
["240V (A.C)"]
["24V (D.C)"]
["430V (A.C)"]
["Undefined"]
["Select Control Type from list"]
["Automatic"]
["Manual"]
["SCADA"]
["Semi-automatic"]
["Undefined"]
["Select Aerator Type from list"]
["Submerged"]
["Surface"]
["Undefined"]
["Enter Weight (kg)"]
["Enter Motor Output (kW)"]
["Enter Speed (rpm)"]
["Enter Cable Length (m)"]
["Enter Current Rating (A)"]
["Select Input Voltage (V) from list"]
["120V (A.C)"]
["12V (D.C)"]
["240V (A.C)"]
["24V (D.C)"]
["430V (A.C)"]
["Undefined"]
["Select Control Type from list"]
["Automatic"]
["Manual"]
["SCADA"]
["Semi-automatic"]
["Undefined"]
["Select Aerator Type from list"]
["Submerged"]
["Surface"]
["Undefined"]
["Enter Weight (kg)"]
["Enter Motor Output (kW)"]
["Enter Speed (rpm)"]
["Enter Cable Length (m)"]
["Enter Current Rating (A)"]
["Enter Manufacturer"]
["Enter Model"]
["Enter Serial Number"]
["Enter Warranty Expiry Date"]
["Enter Manufacturer"]
["Enter Model"]
["Enter Serial Number"]
["Enter Warranty Expiry Date"]
["Enter Manufacturer"]
["Enter Model"]
["Enter Serial Number"]
["Enter Warranty Expiry Date"]
["Enter Manufacturer"]
["Enter Model"]
["Enter Serial Number"]
["Enter Warranty Expiry Date"]
["Enter Manufacturer"]
["Enter Model"]
["Enter Serial Number"]
["Enter Warranty Expiry Date"]
["Select Material from list"]
["Aluminium"]
["Brass"]
["Brick"]
["Bronze"]
["Concrete"]
["Concrete - Reinforced"]
["Concrete - Unreinforced"]
["Ductile Iron"]
["Fibre Cement Sheets"]
["Fibreglass"]
["Galvanised Wrought Iron"]
["Grey Cast Iron"]
["Helicore Aluminium"]
["Iron"]
["Malleable Iron"]
["Mild Steel Welded"]
["Polystyrene Blocks"]
["Rubber"]
["Spiral Wound Aluminium"]
["Spiral Wound Steel/Aluminium"]
["Stainless Steel"]
["Stainless Steel (Grade 316)"]
["Steel Galvanised"]
["Steel"]
["Timber"]
["Undefined"]
["Wrought Iron"]
["Enter Length (m)"]
["Enter Width (m)"]
["Enter Height (m)"]
["Select Material from list"]
["Aluminium"]
["Brass"]
["Brick"]
["Bronze"]
["Concrete"]
["Concrete - Reinforced"]
["Concrete - Unreinforced"]
["Ductile Iron"]
["Fibre Cement Sheets"]
["Fibreglass"]
["Galvanised Wrought Iron"]
["Grey Cast Iron"]
["Helicore Aluminium"]
["Iron"]
["Malleable Iron"]
["Mild Steel Welded"]
["Polystyrene Blocks"]
["Rubber"]
["Spiral Wound Aluminium"]
["Spiral Wound Steel/Aluminium"]
["Stainless Steel"]
["Stainless Steel (Grade 316)"]
["Steel Galvanised"]
["Steel"]
["Timber"]
["Undefined"]
["Wrought Iron"]
["Enter Length (m)"]
["Enter Width (m)"]
["Enter Height (m)"]
["Select Material from list"]
["Aluminium"]
["Brass"]
["Brick"]
["Bronze"]
["Concrete"]
["Concrete - Reinforced"]
["Concrete - Unreinforced"]
["Ductile Iron"]
["Fibre Cement Sheets"]
["Fibreglass"]
["Galvanised Wrought Iron"]
["Grey Cast Iron"]
["Helicore Aluminium"]
["Iron"]
["Malleable Iron"]
["Mild Steel Welded"]
["Polystyrene Blocks"]
["Rubber"]
["Spiral Wound Aluminium"]
["Spiral Wound Steel/Aluminium"]
["Stainless Steel"]
["Stainless Steel (Grade 316)"]
["Steel Galvanised"]
["Steel"]
["Timber"]
["Undefined"]
["Wrought Iron"]
["Enter Length (m)"]
["Enter Width (m)"]
["Enter Height (m)"]
["Select Material from list"]
["Aluminium"]
["Brass"]
["Brick"]
["Bronze"]
["Concrete"]
["Concrete - Reinforced"]
["Concrete - Unreinforced"]
["Ductile Iron"]
["Fibre Cement Sheets"]
["Fibreglass"]
["Galvanised Wrought Iron"]
["Grey Cast Iron"]
["Helicore Aluminium"]
["Iron"]
["Malleable Iron"]
["Mild Steel Welded"]
["Polystyrene Blocks"]
["Rubber"]
["Spiral Wound Aluminium"]
["Spiral Wound Steel/Aluminium"]
["Stainless Steel"]
["Stainless Steel (Grade 316)"]
["Steel Galvanised"]
["Steel"]
["Timber"]
["Undefined"]
["Wrought Iron"]
["Enter Length (m)"]
["Enter Width (m)"]
["Enter Height (m)"]
["Select Material from list"]
["Aluminium"]
["Brass"]
["Brick"]
["Bronze"]
["Concrete"]
["Concrete - Reinforced"]
["Concrete - Unreinforced"]
["Ductile Iron"]
["Fibre Cement Sheets"]
["Fibreglass"]
["Galvanised Wrought Iron"]
["Grey Cast Iron"]
["Helicore Aluminium"]
["Iron"]
["Malleable Iron"]
["Mild Steel Welded"]
["Polystyrene Blocks"]
["Rubber"]
["Spiral Wound Aluminium"]
["Spiral Wound Steel/Aluminium"]
["Stainless Steel"]
["Stainless Steel (Grade 316)"]
["Steel Galvanised"]
["Steel"]
["Timber"]
["Undefined"]
["Wrought Iron"]
["Enter Length (m)"]
["Enter Width (m)"]
["Enter Height (m)"]
["Select Input Voltage (V) from list"]
["120V (A.C)"]
["12V (D.C)"]
["240V (A.C)"]
["24V (D.C)"]
["430V (A.C)"]
["Undefined"]
["Select Control Type from list"]
["Automatic"]
["Manual"]
["SCADA"]
["Semi-automatic"]
["Undefined"]
["Enter Weight (kg)"]
["Enter Motor Output (kW)"]
["Enter Speed (rpm)"]
["Enter Cable Length (m)"]
["Enter Current Rating (A)"]
["Select Input Voltage (V) from list"]
["120V (A.C)"]
["12V (D.C)"]
["240V (A.C)"]
["24V (D.C)"]
["430V (A.C)"]
["Undefined"]
["Select Control Type from list"]
["Automatic"]
["Manual"]
["SCADA"]
["Semi-automatic"]
["Undefined"]
["Enter Weight (kg)"]
["Enter Motor Output (kW)"]
["Enter Speed (rpm)"]
["Enter Cable Length (m)"]
["Enter Current Rating (A)"]
["Select Input Voltage (V) from list"]
["120V (A.C)"]
["12V (D.C)"]
["240V (A.C)"]
["24V (D.C)"]
["430V (A.C)"]
["Undefined"]
["Select Control Type from list"]
["Automatic"]
["Manual"]
["SCADA"]
["Semi-automatic"]
["Undefined"]
["Enter Weight (kg)"]
["Enter Motor Output (kW)"]
["Enter Speed (rpm)"]
["Enter Cable Length (m)"]
["Enter Current Rating (A)"]
["Select Input Voltage (V) from list"]
["120V (A.C)"]
["12V (D.C)"]
["240V (A.C)"]
["24V (D.C)"]
["430V (A.C)"]
["Undefined"]
["Select Control Type from list"]
["Automatic"]
["Manual"]
["SCADA"]
["Semi-automatic"]
["Undefined"]
["Enter Weight (kg)"]
["Enter Motor Output (kW)"]
["Enter Speed (rpm)"]
["Enter Cable Length (m)"]
["Enter Current Rating (A)"]
["Select Input Voltage (V) from list"]
["120V (A.C)"]
["12V (D.C)"]
["240V (A.C)"]
["24V (D.C)"]
["430V (A.C)"]
["Undefined"]
["Select Control Type from list"]
["Automatic"]
["Manual"]
["SCADA"]
["Semi-automatic"]
["Undefined"]
["Enter Weight (kg)"]
["Enter Motor Output (kW)"]
["Enter Speed (rpm)"]
["Enter Cable Length (m)"]
["Enter Current Rating (A)"]
["Enter Manufacturer"]
["Enter Model"]
["Enter Serial Number"]
["Enter Warranty Expiry Date"]
["Enter Manufacturer"]
["Enter Model"]
["Enter Serial Number"]
["Enter Warranty Expiry Date"]
["Enter Manufacturer"]
["Enter Model"]
["Enter Serial Number"]
["Enter Warranty Expiry Date"]
["Enter Manufacturer"]
["Enter Model"]
["Enter Serial Number"]
["Enter Warranty Expiry Date"]
["Enter Manufacturer"]
["Enter Model"]
["Enter Serial Number"]
["Enter Warranty Expiry Date"]
["Select Locality from list"]
["Above Ground - Enclosed"]
["Above Ground - Exposed"]
["Submerged"]
["Undefined"]
["Underground - Buried"]
["Underground - Enclosed"]
["Select Cable Type from list"]
["Fibre Optic"]
["Flexible"]
["Heliax"]
["Metallic sheathed"]
["Multicore"]
["Non-metallic sheathed"]
["Paired"]
["Portable"]
["Ribbon"]
["Shielded"]
["Single"]
["Twin lead"]
["Twinax"]
["Undefined"]
["Select Cable Locality from list"]
["Cavity - In Ceiling "]
["Cavity - In Wall"]
["Floor - Suspended Above"]
["Floor - Suspended Below"]
["Undefined"]
["Enter Power Rating (kW)"]
["Enter Current Rating (A)"]
["Enter Cable Length (m)"]
["Select Locality from list"]
["Above Ground - Enclosed"]
["Above Ground - Exposed"]
["Submerged"]
["Undefined"]
["Underground - Buried"]
["Underground - Enclosed"]
["Select Cable Type from list"]
["Fibre Optic"]
["Flexible"]
["Heliax"]
["Metallic sheathed"]
["Multicore"]
["Non-metallic sheathed"]
["Paired"]
["Portable"]
["Ribbon"]
["Shielded"]
["Single"]
["Twin lead"]
["Twinax"]
["Undefined"]
["Select Cable Locality from list"]
["Cavity - In Ceiling "]
["Cavity - In Wall"]
["Floor - Suspended Above"]
["Floor - Suspended Below"]
["Undefined"]
["Enter Power Rating (kW)"]
["Enter Current Rating (A)"]
["Enter Cable Length (m)"]
["Select Locality from list"]
["Above Ground - Enclosed"]
["Above Ground - Exposed"]
["Submerged"]
["Undefined"]
["Underground - Buried"]
["Underground - Enclosed"]
["Select Cable Type from list"]
["Fibre Optic"]
["Flexible"]
["Heliax"]
["Metallic sheathed"]
["Multicore"]
["Non-metallic sheathed"]
["Paired"]
["Portable"]
["Ribbon"]
["Shielded"]
["Single"]
["Twin lead"]
["Twinax"]
["Undefined"]
["Select Cable Locality from list"]
["Cavity - In Ceiling "]
["Cavity - In Wall"]
["Floor - Suspended Above"]
["Floor - Suspended Below"]
["Undefined"]
["Enter Power Rating (kW)"]
["Enter Current Rating (A)"]
["Enter Cable Length (m)"]
["Select Locality from list"]
["Above Ground - Enclosed"]
["Above Ground - Exposed"]
["Submerged"]
["Undefined"]
["Underground - Buried"]
["Underground - Enclosed"]
["Select Cable Type from list"]
["Fibre Optic"]
["Flexible"]
["Heliax"]
["Metallic sheathed"]
["Multicore"]
["Non-metallic sheathed"]
["Paired"]
["Portable"]
["Ribbon"]
["Shielded"]
["Single"]
["Twin lead"]
["Twinax"]
["Undefined"]
["Select Cable Locality from list"]
["Cavity - In Ceiling "]
["Cavity - In Wall"]
["Floor - Suspended Above"]
["Floor - Suspended Below"]
["Undefined"]
["Enter Power Rating (kW)"]
["Enter Current Rating (A)"]
["Enter Cable Length (m)"]
["Select Locality from list"]
["Above Ground - Enclosed"]
["Above Ground - Exposed"]
["Submerged"]
["Undefined"]
["Underground - Buried"]
["Underground - Enclosed"]
["Select Cable Type from list"]
["Fibre Optic"]
["Flexible"]
["Heliax"]
["Metallic sheathed"]
["Multicore"]
["Non-metallic sheathed"]
["Paired"]
["Portable"]
["Ribbon"]
["Shielded"]
["Single"]
["Twin lead"]
["Twinax"]
["Undefined"]
["Select Cable Locality from list"]
["Cavity - In Ceiling "]
["Cavity - In Wall"]
["Floor - Suspended Above"]
["Floor - Suspended Below"]
["Undefined"]
["Enter Power Rating (kW)"]
["Enter Current Rating (A)"]
["Enter Cable Length (m)"]
["Enter Manufacturer"]
["Enter Model"]
["Enter Serial Number"]
["Enter Manufacturer"]
["Enter Model"]
["Enter Serial Number"]
["Enter Manufacturer"]
["Enter Model"]
["Enter Serial Number"]
["Enter Manufacturer"]
["Enter Model"]
["Enter Serial Number"]
["Enter Manufacturer"]
["Enter Model"]
["Enter Serial Number"]
["Select Input Voltage (V) from list"]
["120V (A.C)"]
["12V (D.C)"]
["240V (A.C)"]
["24V (D.C)"]
["430V (A.C)"]
["Undefined"]
["Select Locality from list"]
["Above Ground - Enclosed"]
["Above Ground - Exposed"]
["Submerged"]
["Undefined"]
["Underground - Buried"]
["Underground - Enclosed"]
["Select Monitoring Type from list"]
["Internal Logger"]
["Remote Logger"]
["SCADA"]
["Undefined"]
["Select Comms Protocol from list"]
["0-5 volts"]
["4-20mA"]
["Datran"]
["DF1"]
["Modbus"]
["RS232"]
["Undefined"]
["Enter Calibration Agent"]
["Enter Calibration Number"]
["Enter Calibration Exp Date"]
["Enter Instrument Range"]
["Select Input Voltage (V) from list"]
["120V (A.C)"]
["12V (D.C)"]
["240V (A.C)"]
["24V (D.C)"]
["430V (A.C)"]
["Undefined"]
["Select Locality from list"]
["Above Ground - Enclosed"]
["Above Ground - Exposed"]
["Submerged"]
["Undefined"]
["Underground - Buried"]
["Underground - Enclosed"]
["Select Monitoring Type from list"]
["Internal Logger"]
["Remote Logger"]
["SCADA"]
["Undefined"]
["Select Comms Protocol from list"]
["0-5 volts"]
["4-20mA"]
["Datran"]
["DF1"]
["Modbus"]
["RS232"]
["Undefined"]
["Enter Calibration Agent"]
["Enter Calibration Number"]
["Enter Calibration Exp Date"]
["Enter Instrument Range"]
["Select Input Voltage (V) from list"]
["120V (A.C)"]
["12V (D.C)"]
["240V (A.C)"]
["24V (D.C)"]
["430V (A.C)"]
["Undefined"]
["Select Locality from list"]
["Above Ground - Enclosed"]
["Above Ground - Exposed"]
["Submerged"]
["Undefined"]
["Underground - Buried"]
["Underground - Enclosed"]
["Select Monitoring Type from list"]
["Internal Logger"]
["Remote Logger"]
["SCADA"]
["Undefined"]
["Select Comms Protocol from list"]
["0-5 volts"]
["4-20mA"]
["Datran"]
["DF1"]
["Modbus"]
["RS232"]
["Undefined"]
["Enter Calibration Agent"]
["Enter Calibration Number"]
["Enter Calibration Exp Date"]
["Enter Instrument Range"]
["Select Input Voltage (V) from list"]
["120V (A.C)"]
["12V (D.C)"]
["240V (A.C)"]
["24V (D.C)"]
["430V (A.C)"]
["Undefined"]
["Select Locality from list"]
["Above Ground - Enclosed"]
["Above Ground - Exposed"]
["Submerged"]
["Undefined"]
["Underground - Buried"]
["Underground - Enclosed"]
["Select Monitoring Type from list"]
["Internal Logger"]
["Remote Logger"]
["SCADA"]
["Undefined"]
["Select Comms Protocol from list"]
["0-5 volts"]
["4-20mA"]
["Datran"]
["DF1"]
["Modbus"]
["RS232"]
["Undefined"]
["Enter Calibration Agent"]
["Enter Calibration Number"]
["Enter Calibration Exp Date"]
["Enter Instrument Range"]
["Select Input Voltage (V) from list"]
["120V (A.C)"]
["12V (D.C)"]
["240V (A.C)"]
["24V (D.C)"]
["430V (A.C)"]
["Undefined"]
["Select Locality from list"]
["Above Ground - Enclosed"]
["Above Ground - Exposed"]
["Submerged"]
["Undefined"]
["Underground - Buried"]
["Underground - Enclosed"]
["Select Monitoring Type from list"]
["Internal Logger"]
["Remote Logger"]
["SCADA"]
["Undefined"]
["Select Comms Protocol from list"]
["0-5 volts"]
["4-20mA"]
["Datran"]
["DF1"]
["Modbus"]
["RS232"]
["Undefined"]
["Enter Calibration Agent"]
["Enter Calibration Number"]
["Enter Calibration Exp Date"]
["Enter Instrument Range"]
["Enter Manufacturer"]
["Enter Model"]
["Enter Serial Number"]
["Enter Warranty Expiry Date"]
["Enter Manufacturer"]
["Enter Model"]
["Enter Serial Number"]
["Enter Warranty Expiry Date"]
["Enter Manufacturer"]
["Enter Model"]
["Enter Serial Number"]
["Enter Warranty Expiry Date"]
["Enter Manufacturer"]
["Enter Model"]
["Enter Serial Number"]
["Enter Warranty Expiry Date"]
["Enter Manufacturer"]
["Enter Model"]
["Enter Serial Number"]
["Enter Warranty Expiry Date"]
["Select Locality from list"]
["Above Ground - Enclosed"]
["Above Ground - Exposed"]
["Submerged"]
["Undefined"]
["Underground - Buried"]
["Underground - Enclosed"]
["Select Valve State from list"]
["Dynamic"]
["Normally Closed"]
["Normally Open"]
["Partially Opened"]
["Undefined"]
["Enter Diameter (mm)"]
["Enter Valve Top RL (m)"]
["Enter Rated Pressure (kPa)"]
["Enter Set Point (kPa)"]
["Select Locality from list"]
["Above Ground - Enclosed"]
["Above Ground - Exposed"]
["Submerged"]
["Undefined"]
["Underground - Buried"]
["Underground - Enclosed"]
["Select Valve State from list"]
["Dynamic"]
["Normally Closed"]
["Normally Open"]
["Partially Opened"]
["Undefined"]
["Enter Diameter (mm)"]
["Enter Valve Top RL (m)"]
["Enter Rated Pressure (kPa)"]
["Enter Set Point (kPa)"]
["Select Locality from list"]
["Above Ground - Enclosed"]
["Above Ground - Exposed"]
["Submerged"]
["Undefined"]
["Underground - Buried"]
["Underground - Enclosed"]
["Select Valve State from list"]
["Dynamic"]
["Normally Closed"]
["Normally Open"]
["Partially Opened"]
["Undefined"]
["Enter Diameter (mm)"]
["Enter Valve Top RL (m)"]
["Enter Rated Pressure (kPa)"]
["Enter Set Point (kPa)"]
["Select Locality from list"]
["Above Ground - Enclosed"]
["Above Ground - Exposed"]
["Submerged"]
["Undefined"]
["Underground - Buried"]
["Underground - Enclosed"]
["Select Valve State from list"]
["Dynamic"]
["Normally Closed"]
["Normally Open"]
["Partially Opened"]
["Undefined"]
["Enter Diameter (mm)"]
["Enter Valve Top RL (m)"]
["Enter Rated Pressure (kPa)"]
["Enter Set Point (kPa)"]
["Select Locality from list"]
["Above Ground - Enclosed"]
["Above Ground - Exposed"]
["Submerged"]
["Undefined"]
["Underground - Buried"]
["Underground - Enclosed"]
["Select Valve State from list"]
["Dynamic"]
["Normally Closed"]
["Normally Open"]
["Partially Opened"]
["Undefined"]
["Enter Diameter (mm)"]
["Enter Valve Top RL (m)"]
["Enter Rated Pressure (kPa)"]
["Enter Set Point (kPa)"]
["Enter Manufacturer"]
["Enter Model"]
["Enter Manufacturer"]
["Enter Model"]
["Enter Manufacturer"]
["Enter Model"]
["Enter Manufacturer"]
["Enter Model"]
["Enter Manufacturer"]
["Enter Model"]
["Select Property Use from list"]
["Accommodation"]
["Bar"]
["Council"]
["Commercial"]
["Domestic"]
["Industrial"]
["Not Applicable"]
["Undefined"]
["Office"]
["Other"]
["Public Service"]
["Public Use"]
["Residential"]
["Restaurant"]
["Retail"]
["School"]
["Select Valve Type from list"]
["Air Release (Standard)"]
["Altitude"]
["Ball"]
["Butterfly"]
["Combination Air"]
["Diaphragm"]
["Duck Bill"]
["Float"]
["Flow Control"]
["Gate"]
["Non Return Valve"]
["Penstock"]
["Plug (Tap)"]
["Undefined"]
["Select Box Type from list"]
["Aluminium"]
["Cast Iron"]
["None"]
["Plastic - Jumbo"]
["Plastic - Narrow"]
["Plastic - Old"]
["Plastic - Regular"]
["RPZ Cover"]
["Steel Cage"]
["Timber"]
["Undefined"]
["Enter Diameter (mm)"]
["Enter Isolation Valve Qty"]
["Select Property Use from list"]
["Accommodation"]
["Bar"]
["Council"]
["Commercial"]
["Domestic"]
["Industrial"]
["Not Applicable"]
["Undefined"]
["Office"]
["Other"]
["Public Service"]
["Public Use"]
["Residential"]
["Restaurant"]
["Retail"]
["School"]
["Select Valve Type from list"]
["Air Release (Standard)"]
["Altitude"]
["Ball"]
["Butterfly"]
["Combination Air"]
["Diaphragm"]
["Duck Bill"]
["Float"]
["Flow Control"]
["Gate"]
["Non Return Valve"]
["Penstock"]
["Plug (Tap)"]
["Undefined"]
["Select Box Type from list"]
["Aluminium"]
["Cast Iron"]
["None"]
["Plastic - Jumbo"]
["Plastic - Narrow"]
["Plastic - Old"]
["Plastic - Regular"]
["RPZ Cover"]
["Steel Cage"]
["Timber"]
["Undefined"]
["Enter Diameter (mm)"]
["Enter Isolation Valve Qty"]
["Select Property Use from list"]
["Accommodation"]
["Bar"]
["Council"]
["Commercial"]
["Domestic"]
["Industrial"]
["Not Applicable"]
["Undefined"]
["Office"]
["Other"]
["Public Service"]
["Public Use"]
["Residential"]
["Restaurant"]
["Retail"]
["School"]
["Select Valve Type from list"]
["Air Release (Standard)"]
["Altitude"]
["Ball"]
["Butterfly"]
["Combination Air"]
["Diaphragm"]
["Duck Bill"]
["Float"]
["Flow Control"]
["Gate"]
["Non Return Valve"]
["Penstock"]
["Plug (Tap)"]
["Undefined"]
["Select Box Type from list"]
["Aluminium"]
["Cast Iron"]
["None"]
["Plastic - Jumbo"]
["Plastic - Narrow"]
["Plastic - Old"]
["Plastic - Regular"]
["RPZ Cover"]
["Steel Cage"]
["Timber"]
["Undefined"]
["Enter Diameter (mm)"]
["Enter Isolation Valve Qty"]
["Select Property Use from list"]
["Accommodation"]
["Bar"]
["Council"]
["Commercial"]
["Domestic"]
["Industrial"]
["Not Applicable"]
["Undefined"]
["Office"]
["Other"]
["Public Service"]
["Public Use"]
["Residential"]
["Restaurant"]
["Retail"]
["School"]
["Select Valve Type from list"]
["Air Release (Standard)"]
["Altitude"]
["Ball"]
["Butterfly"]
["Combination Air"]
["Diaphragm"]
["Duck Bill"]
["Float"]
["Flow Control"]
["Gate"]
["Non Return Valve"]
["Penstock"]
["Plug (Tap)"]
["Undefined"]
["Select Box Type from list"]
["Aluminium"]
["Cast Iron"]
["None"]
["Plastic - Jumbo"]
["Plastic - Narrow"]
["Plastic - Old"]
["Plastic - Regular"]
["RPZ Cover"]
["Steel Cage"]
["Timber"]
["Undefined"]
["Enter Diameter (mm)"]
["Enter Isolation Valve Qty"]
["Select Property Use from list"]
["Accommodation"]
["Bar"]
["Council"]
["Commercial"]
["Domestic"]
["Industrial"]
["Not Applicable"]
["Undefined"]
["Office"]
["Other"]
["Public Service"]
["Public Use"]
["Residential"]
["Restaurant"]
["Retail"]
["School"]
["Select Valve Type from list"]
["Air Release (Standard)"]
["Altitude"]
["Ball"]
["Butterfly"]
["Combination Air"]
["Diaphragm"]
["Duck Bill"]
["Float"]
["Flow Control"]
["Gate"]
["Non Return Valve"]
["Penstock"]
["Plug (Tap)"]
["Undefined"]
["Select Box Type from list"]
["Aluminium"]
["Cast Iron"]
["None"]
["Plastic - Jumbo"]
["Plastic - Narrow"]
["Plastic - Old"]
["Plastic - Regular"]
["RPZ Cover"]
["Steel Cage"]
["Timber"]
["Undefined"]
["Enter Diameter (mm)"]
["Enter Isolation Valve Qty"]
["Select Input Voltage (V) from list"]
["120V (A.C)"]
["12V (D.C)"]
["240V (A.C)"]
["24V (D.C)"]
["430V (A.C)"]
["Undefined"]
["Select Locality from list"]
["Above Ground - Enclosed"]
["Above Ground - Exposed"]
["Submerged"]
["Undefined"]
["Underground - Buried"]
["Underground - Enclosed"]
["Select Monitoring Type from list"]
["Internal Logger"]
["Remote Logger"]
["SCADA"]
["Undefined"]
["Enter Calibration Agent"]
["Enter Calibration Number"]
["Enter Calibration Exp Date"]
["Select Input Voltage (V) from list"]
["120V (A.C)"]
["12V (D.C)"]
["240V (A.C)"]
["24V (D.C)"]
["430V (A.C)"]
["Undefined"]
["Select Locality from list"]
["Above Ground - Enclosed"]
["Above Ground - Exposed"]
["Submerged"]
["Undefined"]
["Underground - Buried"]
["Underground - Enclosed"]
["Select Monitoring Type from list"]
["Internal Logger"]
["Remote Logger"]
["SCADA"]
["Undefined"]
["Enter Calibration Agent"]
["Enter Calibration Number"]
["Enter Calibration Exp Date"]
["Select Input Voltage (V) from list"]
["120V (A.C)"]
["12V (D.C)"]
["240V (A.C)"]
["24V (D.C)"]
["430V (A.C)"]
["Undefined"]
["Select Locality from list"]
["Above Ground - Enclosed"]
["Above Ground - Exposed"]
["Submerged"]
["Undefined"]
["Underground - Buried"]
["Underground - Enclosed"]
["Select Monitoring Type from list"]
["Internal Logger"]
["Remote Logger"]
["SCADA"]
["Undefined"]
["Enter Calibration Agent"]
["Enter Calibration Number"]
["Enter Calibration Exp Date"]
["Select Input Voltage (V) from list"]
["120V (A.C)"]
["12V (D.C)"]
["240V (A.C)"]
["24V (D.C)"]
["430V (A.C)"]
["Undefined"]
["Select Locality from list"]
["Above Ground - Enclosed"]
["Above Ground - Exposed"]
["Submerged"]
["Undefined"]
["Underground - Buried"]
["Underground - Enclosed"]
["Select Monitoring Type from list"]
["Internal Logger"]
["Remote Logger"]
["SCADA"]
["Undefined"]
["Enter Calibration Agent"]
["Enter Calibration Number"]
["Enter Calibration Exp Date"]
["Select Input Voltage (V) from list"]
["120V (A.C)"]
["12V (D.C)"]
["240V (A.C)"]
["24V (D.C)"]
["430V (A.C)"]
["Undefined"]
["Select Locality from list"]
["Above Ground - Enclosed"]
["Above Ground - Exposed"]
["Submerged"]
["Undefined"]
["Underground - Buried"]
["Underground - Enclosed"]
["Select Monitoring Type from list"]
["Internal Logger"]
["Remote Logger"]
["SCADA"]
["Undefined"]
["Enter Calibration Agent"]
["Enter Calibration Number"]
["Enter Calibration Exp Date"]
["Enter Manufacturer"]
["Enter Model"]
["Enter Serial Number"]
["Enter Warranty Expiry Date"]
["Enter Manufacturer"]
["Enter Model"]
["Enter Serial Number"]
["Enter Warranty Expiry Date"]
["Enter Manufacturer"]
["Enter Model"]
["Enter Serial Number"]
["Enter Warranty Expiry Date"]
["Enter Manufacturer"]
["Enter Model"]
["Enter Serial Number"]
["Enter Warranty Expiry Date"]
["Enter Manufacturer"]
["Enter Model"]
["Enter Serial Number"]
["Enter Warranty Expiry Date"]
["Select Material from list"]
["Brick"]
["Cast Iron"]
["Concrete - Reinforced"]
["Concrete - Unreinforced"]
["Concrete Block"]
["Corrugated  Steel"]
["Corrugated Aluminium"]
["Ductile Iron"]
["Fibreglass"]
["Glazed Earthenware"]
["Polyethylene"]
["Polyvinylchloride"]
["Timber"]
["Undefined"]
["Stainless Steel"]
["Select Construction Method from list"]
["Cast In-situ"]
["Precast"]
["Prefabricated"]
["Tilt Slab"]
["Undefined"]
["Select Tank Shape from list"]
["Circular"]
["Irregular"]
["Oval"]
["Rectangular"]
["Undefined"]
["Select Lid Type from list"]
["Grated"]
["Solid"]
["Undefined"]
["Vented"]
["Select Lid Material from list"]
["Undefined"]
["Aluminium"]
["Steel"]
["Select Lid Shape from list"]
["Circular"]
["Oval"]
["Rectangular"]
["Undefined"]
["Select Lid Fixing from list"]
["Fixed In Place"]
["Free"]
["Hinged"]
["Hinged With Tie Off"]
["Screwed"]
["Sliding"]
["Undefined"]
["Select Lid Security from list"]
["Bolted"]
["Free"]
["Lockable"]
["Undefined"]
["Welded"]
["Enter Diameter (m)"]
["Enter Length (m)"]
["Enter Width (m)"]
["Enter Height (m)"]
["Enter Volume (m3)"]
["Select Material from list"]
["Brick"]
["Cast Iron"]
["Concrete - Reinforced"]
["Concrete - Unreinforced"]
["Concrete Block"]
["Corrugated  Steel"]
["Corrugated Aluminium"]
["Ductile Iron"]
["Fibreglass"]
["Glazed Earthenware"]
["Polyethylene"]
["Polyvinylchloride"]
["Timber"]
["Undefined"]
["Stainless Steel"]
["Select Construction Method from list"]
["Cast In-situ"]
["Precast"]
["Prefabricated"]
["Tilt Slab"]
["Undefined"]
["Select Tank Shape from list"]
["Circular"]
["Irregular"]
["Oval"]
["Rectangular"]
["Undefined"]
["Select Lid Type from list"]
["Grated"]
["Solid"]
["Undefined"]
["Vented"]
["Select Lid Material from list"]
["Undefined"]
["Aluminium"]
["Steel"]
["Select Lid Shape from list"]
["Circular"]
["Oval"]
["Rectangular"]
["Undefined"]
["Select Lid Fixing from list"]
["Fixed In Place"]
["Free"]
["Hinged"]
["Hinged With Tie Off"]
["Screwed"]
["Sliding"]
["Undefined"]
["Select Lid Security from list"]
["Bolted"]
["Free"]
["Lockable"]
["Undefined"]
["Welded"]
["Enter Diameter (m)"]
["Enter Length (m)"]
["Enter Width (m)"]
["Enter Height (m)"]
["Enter Volume (m3)"]
["Select Material from list"]
["Brick"]
["Cast Iron"]
["Concrete - Reinforced"]
["Concrete - Unreinforced"]
["Concrete Block"]
["Corrugated  Steel"]
["Corrugated Aluminium"]
["Ductile Iron"]
["Fibreglass"]
["Glazed Earthenware"]
["Polyethylene"]
["Polyvinylchloride"]
["Timber"]
["Undefined"]
["Stainless Steel"]
["Select Construction Method from list"]
["Cast In-situ"]
["Precast"]
["Prefabricated"]
["Tilt Slab"]
["Undefined"]
["Select Tank Shape from list"]
["Circular"]
["Irregular"]
["Oval"]
["Rectangular"]
["Undefined"]
["Select Lid Type from list"]
["Grated"]
["Solid"]
["Undefined"]
["Vented"]
["Select Lid Material from list"]
["Undefined"]
["Aluminium"]
["Steel"]
["Select Lid Shape from list"]
["Circular"]
["Oval"]
["Rectangular"]
["Undefined"]
["Select Lid Fixing from list"]
["Fixed In Place"]
["Free"]
["Hinged"]
["Hinged With Tie Off"]
["Screwed"]
["Sliding"]
["Undefined"]
["Select Lid Security from list"]
["Bolted"]
["Free"]
["Lockable"]
["Undefined"]
["Welded"]
["Enter Diameter (m)"]
["Enter Length (m)"]
["Enter Width (m)"]
["Enter Height (m)"]
["Enter Volume (m3)"]
["Select Material from list"]
["Brick"]
["Cast Iron"]
["Concrete - Reinforced"]
["Concrete - Unreinforced"]
["Concrete Block"]
["Corrugated  Steel"]
["Corrugated Aluminium"]
["Ductile Iron"]
["Fibreglass"]
["Glazed Earthenware"]
["Polyethylene"]
["Polyvinylchloride"]
["Timber"]
["Undefined"]
["Stainless Steel"]
["Select Construction Method from list"]
["Cast In-situ"]
["Precast"]
["Prefabricated"]
["Tilt Slab"]
["Undefined"]
["Select Tank Shape from list"]
["Circular"]
["Irregular"]
["Oval"]
["Rectangular"]
["Undefined"]
["Select Lid Type from list"]
["Grated"]
["Solid"]
["Undefined"]
["Vented"]
["Select Lid Material from list"]
["Undefined"]
["Aluminium"]
["Steel"]
["Select Lid Shape from list"]
["Circular"]
["Oval"]
["Rectangular"]
["Undefined"]
["Select Lid Fixing from list"]
["Fixed In Place"]
["Free"]
["Hinged"]
["Hinged With Tie Off"]
["Screwed"]
["Sliding"]
["Undefined"]
["Select Lid Security from list"]
["Bolted"]
["Free"]
["Lockable"]
["Undefined"]
["Welded"]
["Enter Diameter (m)"]
["Enter Length (m)"]
["Enter Width (m)"]
["Enter Height (m)"]
["Enter Volume (m3)"]
["Select Material from list"]
["Brick"]
["Cast Iron"]
["Concrete - Reinforced"]
["Concrete - Unreinforced"]
["Concrete Block"]
["Corrugated  Steel"]
["Corrugated Aluminium"]
["Ductile Iron"]
["Fibreglass"]
["Glazed Earthenware"]
["Polyethylene"]
["Polyvinylchloride"]
["Timber"]
["Undefined"]
["Stainless Steel"]
["Select Construction Method from list"]
["Cast In-situ"]
["Precast"]
["Prefabricated"]
["Tilt Slab"]
["Undefined"]
["Select Tank Shape from list"]
["Circular"]
["Irregular"]
["Oval"]
["Rectangular"]
["Undefined"]
["Select Lid Type from list"]
["Grated"]
["Solid"]
["Undefined"]
["Vented"]
["Select Lid Material from list"]
["Undefined"]
["Aluminium"]
["Steel"]
["Select Lid Shape from list"]
["Circular"]
["Oval"]
["Rectangular"]
["Undefined"]
["Select Lid Fixing from list"]
["Fixed In Place"]
["Free"]
["Hinged"]
["Hinged With Tie Off"]
["Screwed"]
["Sliding"]
["Undefined"]
["Select Lid Security from list"]
["Bolted"]
["Free"]
["Lockable"]
["Undefined"]
["Welded"]
["Enter Diameter (m)"]
["Enter Length (m)"]
["Enter Width (m)"]
["Enter Height (m)"]
["Enter Volume (m3)"]
["Enter Manufacturer"]
["Enter Model"]
["Enter Manufacturer"]
["Enter Model"]
["Enter Manufacturer"]
["Enter Model"]
["Enter Manufacturer"]
["Enter Model"]
["Enter Manufacturer"]
["Enter Model"]
["Select Input Voltage (V) from list"]
["120V (A.C)"]
["12V (D.C)"]
["240V (A.C)"]
["24V (D.C)"]
["430V (A.C)"]
["Undefined"]
["Select Locality from list"]
["Above Ground - Enclosed"]
["Above Ground - Exposed"]
["Submerged"]
["Undefined"]
["Underground - Buried"]
["Underground - Enclosed"]
["Select Monitoring Type from list"]
["Internal Logger"]
["Remote Logger"]
["SCADA"]
["Undefined"]
["Select Sensor Datum from list"]
["Above Ground Level"]
["Above Structure Base"]
["Below Ground Level"]
["Below Lid Level"]
["Measured from Pump"]
["Select Comms Protocol from list"]
["0-5 volts"]
["4-20mA"]
["Datran"]
["DF1"]
["Modbus"]
["RS232"]
["Undefined"]
["Enter Calibration Agent"]
["Enter Calibration Number"]
["Enter Calibration Exp Date"]
["Enter Instrument Range"]
["Enter Depth To Datum (m)"]
["Select Input Voltage (V) from list"]
["120V (A.C)"]
["12V (D.C)"]
["240V (A.C)"]
["24V (D.C)"]
["430V (A.C)"]
["Undefined"]
["Select Locality from list"]
["Above Ground - Enclosed"]
["Above Ground - Exposed"]
["Submerged"]
["Undefined"]
["Underground - Buried"]
["Underground - Enclosed"]
["Select Monitoring Type from list"]
["Internal Logger"]
["Remote Logger"]
["SCADA"]
["Undefined"]
["Select Sensor Datum from list"]
["Above Ground Level"]
["Above Structure Base"]
["Below Ground Level"]
["Below Lid Level"]
["Measured from Pump"]
["Select Comms Protocol from list"]
["0-5 volts"]
["4-20mA"]
["Datran"]
["DF1"]
["Modbus"]
["RS232"]
["Undefined"]
["Enter Calibration Agent"]
["Enter Calibration Number"]
["Enter Calibration Exp Date"]
["Enter Instrument Range"]
["Enter Depth To Datum (m)"]
["Select Input Voltage (V) from list"]
["120V (A.C)"]
["12V (D.C)"]
["240V (A.C)"]
["24V (D.C)"]
["430V (A.C)"]
["Undefined"]
["Select Locality from list"]
["Above Ground - Enclosed"]
["Above Ground - Exposed"]
["Submerged"]
["Undefined"]
["Underground - Buried"]
["Underground - Enclosed"]
["Select Monitoring Type from list"]
["Internal Logger"]
["Remote Logger"]
["SCADA"]
["Undefined"]
["Select Sensor Datum from list"]
["Above Ground Level"]
["Above Structure Base"]
["Below Ground Level"]
["Below Lid Level"]
["Measured from Pump"]
["Select Comms Protocol from list"]
["0-5 volts"]
["4-20mA"]
["Datran"]
["DF1"]
["Modbus"]
["RS232"]
["Undefined"]
["Enter Calibration Agent"]
["Enter Calibration Number"]
["Enter Calibration Exp Date"]
["Enter Instrument Range"]
["Enter Depth To Datum (m)"]
["Select Input Voltage (V) from list"]
["120V (A.C)"]
["12V (D.C)"]
["240V (A.C)"]
["24V (D.C)"]
["430V (A.C)"]
["Undefined"]
["Select Locality from list"]
["Above Ground - Enclosed"]
["Above Ground - Exposed"]
["Submerged"]
["Undefined"]
["Underground - Buried"]
["Underground - Enclosed"]
["Select Monitoring Type from list"]
["Internal Logger"]
["Remote Logger"]
["SCADA"]
["Undefined"]
["Select Sensor Datum from list"]
["Above Ground Level"]
["Above Structure Base"]
["Below Ground Level"]
["Below Lid Level"]
["Measured from Pump"]
["Select Comms Protocol from list"]
["0-5 volts"]
["4-20mA"]
["Datran"]
["DF1"]
["Modbus"]
["RS232"]
["Undefined"]
["Enter Calibration Agent"]
["Enter Calibration Number"]
["Enter Calibration Exp Date"]
["Enter Instrument Range"]
["Enter Depth To Datum (m)"]
["Select Input Voltage (V) from list"]
["120V (A.C)"]
["12V (D.C)"]
["240V (A.C)"]
["24V (D.C)"]
["430V (A.C)"]
["Undefined"]
["Select Locality from list"]
["Above Ground - Enclosed"]
["Above Ground - Exposed"]
["Submerged"]
["Undefined"]
["Underground - Buried"]
["Underground - Enclosed"]
["Select Monitoring Type from list"]
["Internal Logger"]
["Remote Logger"]
["SCADA"]
["Undefined"]
["Select Sensor Datum from list"]
["Above Ground Level"]
["Above Structure Base"]
["Below Ground Level"]
["Below Lid Level"]
["Measured from Pump"]
["Select Comms Protocol from list"]
["0-5 volts"]
["4-20mA"]
["Datran"]
["DF1"]
["Modbus"]
["RS232"]
["Undefined"]
["Enter Calibration Agent"]
["Enter Calibration Number"]
["Enter Calibration Exp Date"]
["Enter Instrument Range"]
["Enter Depth To Datum (m)"]
["Enter Manufacturer"]
["Enter Model"]
["Enter Serial Number"]
["Enter Warranty Expiry Date"]
["Enter Manufacturer"]
["Enter Model"]
["Enter Serial Number"]
["Enter Warranty Expiry Date"]
["Enter Manufacturer"]
["Enter Model"]
["Enter Serial Number"]
["Enter Warranty Expiry Date"]
["Enter Manufacturer"]
["Enter Model"]
["Enter Serial Number"]
["Enter Warranty Expiry Date"]
["Enter Manufacturer"]
["Enter Model"]
["Enter Serial Number"]
["Enter Warranty Expiry Date"]
["Select Filter Type from list"]
["Sump Basket"]
["Soakpit"]
["Inline Strainer"]
["Cartridge Filter"]
["Undefined"]
["Select Material from list"]
["Brick"]
["Cast Iron"]
["Concrete - Reinforced"]
["Concrete - Unreinforced"]
["Concrete Block"]
["Corrugated  Steel"]
["Corrugated Aluminium"]
["Ductile Iron"]
["Fibreglass"]
["Glazed Earthenware"]
["Polyethylene"]
["Polyvinylchloride"]
["Timber"]
["Undefined"]
["Stainless Steel"]
["Select Chamber Shape from list"]
["Circular"]
["Irregular"]
["Oval"]
["Rectangular"]
["Undefined"]
["Enter TEMP Filter Type"]
["Enter Volume (m3)"]
["Enter Pump Manufacturer"]
["Enter Pump Model"]
["Select Filter Type from list"]
["Sump Basket"]
["Soakpit"]
["Inline Strainer"]
["Cartridge Filter"]
["Undefined"]
["Select Material from list"]
["Brick"]
["Cast Iron"]
["Concrete - Reinforced"]
["Concrete - Unreinforced"]
["Concrete Block"]
["Corrugated  Steel"]
["Corrugated Aluminium"]
["Ductile Iron"]
["Fibreglass"]
["Glazed Earthenware"]
["Polyethylene"]
["Polyvinylchloride"]
["Timber"]
["Undefined"]
["Stainless Steel"]
["Select Chamber Shape from list"]
["Circular"]
["Irregular"]
["Oval"]
["Rectangular"]
["Undefined"]
["Enter TEMP Filter Type"]
["Enter Volume (m3)"]
["Enter Pump Manufacturer"]
["Enter Pump Model"]
["Select Filter Type from list"]
["Sump Basket"]
["Soakpit"]
["Inline Strainer"]
["Cartridge Filter"]
["Undefined"]
["Select Material from list"]
["Brick"]
["Cast Iron"]
["Concrete - Reinforced"]
["Concrete - Unreinforced"]
["Concrete Block"]
["Corrugated  Steel"]
["Corrugated Aluminium"]
["Ductile Iron"]
["Fibreglass"]
["Glazed Earthenware"]
["Polyethylene"]
["Polyvinylchloride"]
["Timber"]
["Undefined"]
["Stainless Steel"]
["Select Chamber Shape from list"]
["Circular"]
["Irregular"]
["Oval"]
["Rectangular"]
["Undefined"]
["Enter TEMP Filter Type"]
["Enter Volume (m3)"]
["Enter Pump Manufacturer"]
["Enter Pump Model"]
["Select Filter Type from list"]
["Sump Basket"]
["Soakpit"]
["Inline Strainer"]
["Cartridge Filter"]
["Undefined"]
["Select Material from list"]
["Brick"]
["Cast Iron"]
["Concrete - Reinforced"]
["Concrete - Unreinforced"]
["Concrete Block"]
["Corrugated  Steel"]
["Corrugated Aluminium"]
["Ductile Iron"]
["Fibreglass"]
["Glazed Earthenware"]
["Polyethylene"]
["Polyvinylchloride"]
["Timber"]
["Undefined"]
["Stainless Steel"]
["Select Chamber Shape from list"]
["Circular"]
["Irregular"]
["Oval"]
["Rectangular"]
["Undefined"]
["Enter TEMP Filter Type"]
["Enter Volume (m3)"]
["Enter Pump Manufacturer"]
["Enter Pump Model"]
["Select Filter Type from list"]
["Sump Basket"]
["Soakpit"]
["Inline Strainer"]
["Cartridge Filter"]
["Undefined"]
["Select Material from list"]
["Brick"]
["Cast Iron"]
["Concrete - Reinforced"]
["Concrete - Unreinforced"]
["Concrete Block"]
["Corrugated  Steel"]
["Corrugated Aluminium"]
["Ductile Iron"]
["Fibreglass"]
["Glazed Earthenware"]
["Polyethylene"]
["Polyvinylchloride"]
["Timber"]
["Undefined"]
["Stainless Steel"]
["Select Chamber Shape from list"]
["Circular"]
["Irregular"]
["Oval"]
["Rectangular"]
["Undefined"]
["Enter TEMP Filter Type"]
["Enter Volume (m3)"]
["Enter Pump Manufacturer"]
["Enter Pump Model"]
["Enter Manufacturer"]
["Enter Model"]
["Enter Manufacturer"]
["Enter Model"]
["Enter Manufacturer"]
["Enter Model"]
["Enter Manufacturer"]
["Enter Model"]
["Enter Manufacturer"]
["Enter Model"]
["Select Filter Type from list"]
["Sump Basket"]
["Soakpit"]
["Inline Strainer"]
["Cartridge Filter"]
["Undefined"]
["Select Material from list"]
["Brick"]
["Cast Iron"]
["Concrete - Reinforced"]
["Concrete - Unreinforced"]
["Concrete Block"]
["Corrugated  Steel"]
["Corrugated Aluminium"]
["Ductile Iron"]
["Fibreglass"]
["Glazed Earthenware"]
["Polyethylene"]
["Polyvinylchloride"]
["Timber"]
["Undefined"]
["Stainless Steel"]
["Select Chamber Shape from list"]
["Circular"]
["Irregular"]
["Oval"]
["Rectangular"]
["Undefined"]
["Enter TEMP Filter Type"]
["Enter Volume (m3)"]
["Enter Pump Manufacturer"]
["Enter Pump Model"]
["Enter Chamber Count"]
["Select Filter Type from list"]
["Sump Basket"]
["Soakpit"]
["Inline Strainer"]
["Cartridge Filter"]
["Undefined"]
["Select Material from list"]
["Brick"]
["Cast Iron"]
["Concrete - Reinforced"]
["Concrete - Unreinforced"]
["Concrete Block"]
["Corrugated  Steel"]
["Corrugated Aluminium"]
["Ductile Iron"]
["Fibreglass"]
["Glazed Earthenware"]
["Polyethylene"]
["Polyvinylchloride"]
["Timber"]
["Undefined"]
["Stainless Steel"]
["Select Chamber Shape from list"]
["Circular"]
["Irregular"]
["Oval"]
["Rectangular"]
["Undefined"]
["Enter TEMP Filter Type"]
["Enter Volume (m3)"]
["Enter Pump Manufacturer"]
["Enter Pump Model"]
["Enter Chamber Count"]
["Select Filter Type from list"]
["Sump Basket"]
["Soakpit"]
["Inline Strainer"]
["Cartridge Filter"]
["Undefined"]
["Select Material from list"]
["Brick"]
["Cast Iron"]
["Concrete - Reinforced"]
["Concrete - Unreinforced"]
["Concrete Block"]
["Corrugated  Steel"]
["Corrugated Aluminium"]
["Ductile Iron"]
["Fibreglass"]
["Glazed Earthenware"]
["Polyethylene"]
["Polyvinylchloride"]
["Timber"]
["Undefined"]
["Stainless Steel"]
["Select Chamber Shape from list"]
["Circular"]
["Irregular"]
["Oval"]
["Rectangular"]
["Undefined"]
["Enter TEMP Filter Type"]
["Enter Volume (m3)"]
["Enter Pump Manufacturer"]
["Enter Pump Model"]
["Enter Chamber Count"]
["Select Filter Type from list"]
["Sump Basket"]
["Soakpit"]
["Inline Strainer"]
["Cartridge Filter"]
["Undefined"]
["Select Material from list"]
["Brick"]
["Cast Iron"]
["Concrete - Reinforced"]
["Concrete - Unreinforced"]
["Concrete Block"]
["Corrugated  Steel"]
["Corrugated Aluminium"]
["Ductile Iron"]
["Fibreglass"]
["Glazed Earthenware"]
["Polyethylene"]
["Polyvinylchloride"]
["Timber"]
["Undefined"]
["Stainless Steel"]
["Select Chamber Shape from list"]
["Circular"]
["Irregular"]
["Oval"]
["Rectangular"]
["Undefined"]
["Enter TEMP Filter Type"]
["Enter Volume (m3)"]
["Enter Pump Manufacturer"]
["Enter Pump Model"]
["Enter Chamber Count"]
["Select Filter Type from list"]
["Sump Basket"]
["Soakpit"]
["Inline Strainer"]
["Cartridge Filter"]
["Undefined"]
["Select Material from list"]
["Brick"]
["Cast Iron"]
["Concrete - Reinforced"]
["Concrete - Unreinforced"]
["Concrete Block"]
["Corrugated  Steel"]
["Corrugated Aluminium"]
["Ductile Iron"]
["Fibreglass"]
["Glazed Earthenware"]
["Polyethylene"]
["Polyvinylchloride"]
["Timber"]
["Undefined"]
["Stainless Steel"]
["Select Chamber Shape from list"]
["Circular"]
["Irregular"]
["Oval"]
["Rectangular"]
["Undefined"]
["Enter TEMP Filter Type"]
["Enter Volume (m3)"]
["Enter Pump Manufacturer"]
["Enter Pump Model"]
["Enter Chamber Count"]
["Enter Manufacturer"]
["Enter Model"]
["Enter Manufacturer"]
["Enter Model"]
["Enter Manufacturer"]
["Enter Model"]
["Enter Manufacturer"]
["Enter Model"]
["Enter Manufacturer"]
["Enter Model"]
["Select Lining Material from list"]
["Clay"]
["Concrete"]
["Geo Synthetic Liner"]
["Natural"]
["Polyamide"]
["Polyester"]
["Polyethylene"]
["Polypropylene"]
["Polyvinylchloride"]
["Rock"]
["Timber"]
["Undefined"]
["Unlined"]
["Select Lining Profile from list"]
["Base"]
["Both Banks"]
["True Left Bank"]
["True Right Bank"]
["Undefined"]
["Not Applicable"]
["Enter Length (m)"]
["Enter Base Width (m)"]
["Enter Top Width (m)"]
["Enter Depth (m)"]
["Select Lining Material from list"]
["Clay"]
["Concrete"]
["Geo Synthetic Liner"]
["Natural"]
["Polyamide"]
["Polyester"]
["Polyethylene"]
["Polypropylene"]
["Polyvinylchloride"]
["Rock"]
["Timber"]
["Undefined"]
["Unlined"]
["Select Lining Profile from list"]
["Base"]
["Both Banks"]
["True Left Bank"]
["True Right Bank"]
["Undefined"]
["Not Applicable"]
["Enter Length (m)"]
["Enter Base Width (m)"]
["Enter Top Width (m)"]
["Enter Depth (m)"]
["Select Lining Material from list"]
["Clay"]
["Concrete"]
["Geo Synthetic Liner"]
["Natural"]
["Polyamide"]
["Polyester"]
["Polyethylene"]
["Polypropylene"]
["Polyvinylchloride"]
["Rock"]
["Timber"]
["Undefined"]
["Unlined"]
["Select Lining Profile from list"]
["Base"]
["Both Banks"]
["True Left Bank"]
["True Right Bank"]
["Undefined"]
["Not Applicable"]
["Enter Length (m)"]
["Enter Base Width (m)"]
["Enter Top Width (m)"]
["Enter Depth (m)"]
["Select Lining Material from list"]
["Clay"]
["Concrete"]
["Geo Synthetic Liner"]
["Natural"]
["Polyamide"]
["Polyester"]
["Polyethylene"]
["Polypropylene"]
["Polyvinylchloride"]
["Rock"]
["Timber"]
["Undefined"]
["Unlined"]
["Select Lining Profile from list"]
["Base"]
["Both Banks"]
["True Left Bank"]
["True Right Bank"]
["Undefined"]
["Not Applicable"]
["Enter Length (m)"]
["Enter Base Width (m)"]
["Enter Top Width (m)"]
["Enter Depth (m)"]
["Select Lining Material from list"]
["Clay"]
["Concrete"]
["Geo Synthetic Liner"]
["Natural"]
["Polyamide"]
["Polyester"]
["Polyethylene"]
["Polypropylene"]
["Polyvinylchloride"]
["Rock"]
["Timber"]
["Undefined"]
["Unlined"]
["Select Lining Profile from list"]
["Base"]
["Both Banks"]
["True Left Bank"]
["True Right Bank"]
["Undefined"]
["Not Applicable"]
["Enter Length (m)"]
["Enter Base Width (m)"]
["Enter Top Width (m)"]
["Enter Depth (m)"]
["Select Input Voltage (V) from list"]
["120V (A.C)"]
["12V (D.C)"]
["240V (A.C)"]
["24V (D.C)"]
["430V (A.C)"]
["Undefined"]
["Select Locality from list"]
["Above Ground - Enclosed"]
["Above Ground - Exposed"]
["Submerged"]
["Undefined"]
["Underground - Buried"]
["Underground - Enclosed"]
["Select Monitoring Type from list"]
["Internal Logger"]
["Remote Logger"]
["SCADA"]
["Undefined"]
["Select Comms Protocol from list"]
["0-5 volts"]
["4-20mA"]
["Datran"]
["DF1"]
["Modbus"]
["RS232"]
["Undefined"]
["Enter Calibration Agent"]
["Enter Calibration Number"]
["Enter Calibration Exp Date"]
["Enter Instrument Range"]
["Select Input Voltage (V) from list"]
["120V (A.C)"]
["12V (D.C)"]
["240V (A.C)"]
["24V (D.C)"]
["430V (A.C)"]
["Undefined"]
["Select Locality from list"]
["Above Ground - Enclosed"]
["Above Ground - Exposed"]
["Submerged"]
["Undefined"]
["Underground - Buried"]
["Underground - Enclosed"]
["Select Monitoring Type from list"]
["Internal Logger"]
["Remote Logger"]
["SCADA"]
["Undefined"]
["Select Comms Protocol from list"]
["0-5 volts"]
["4-20mA"]
["Datran"]
["DF1"]
["Modbus"]
["RS232"]
["Undefined"]
["Enter Calibration Agent"]
["Enter Calibration Number"]
["Enter Calibration Exp Date"]
["Enter Instrument Range"]
["Select Input Voltage (V) from list"]
["120V (A.C)"]
["12V (D.C)"]
["240V (A.C)"]
["24V (D.C)"]
["430V (A.C)"]
["Undefined"]
["Select Locality from list"]
["Above Ground - Enclosed"]
["Above Ground - Exposed"]
["Submerged"]
["Undefined"]
["Underground - Buried"]
["Underground - Enclosed"]
["Select Monitoring Type from list"]
["Internal Logger"]
["Remote Logger"]
["SCADA"]
["Undefined"]
["Select Comms Protocol from list"]
["0-5 volts"]
["4-20mA"]
["Datran"]
["DF1"]
["Modbus"]
["RS232"]
["Undefined"]
["Enter Calibration Agent"]
["Enter Calibration Number"]
["Enter Calibration Exp Date"]
["Enter Instrument Range"]
["Select Input Voltage (V) from list"]
["120V (A.C)"]
["12V (D.C)"]
["240V (A.C)"]
["24V (D.C)"]
["430V (A.C)"]
["Undefined"]
["Select Locality from list"]
["Above Ground - Enclosed"]
["Above Ground - Exposed"]
["Submerged"]
["Undefined"]
["Underground - Buried"]
["Underground - Enclosed"]
["Select Monitoring Type from list"]
["Internal Logger"]
["Remote Logger"]
["SCADA"]
["Undefined"]
["Select Comms Protocol from list"]
["0-5 volts"]
["4-20mA"]
["Datran"]
["DF1"]
["Modbus"]
["RS232"]
["Undefined"]
["Enter Calibration Agent"]
["Enter Calibration Number"]
["Enter Calibration Exp Date"]
["Enter Instrument Range"]
["Select Input Voltage (V) from list"]
["120V (A.C)"]
["12V (D.C)"]
["240V (A.C)"]
["24V (D.C)"]
["430V (A.C)"]
["Undefined"]
["Select Locality from list"]
["Above Ground - Enclosed"]
["Above Ground - Exposed"]
["Submerged"]
["Undefined"]
["Underground - Buried"]
["Underground - Enclosed"]
["Select Monitoring Type from list"]
["Internal Logger"]
["Remote Logger"]
["SCADA"]
["Undefined"]
["Select Comms Protocol from list"]
["0-5 volts"]
["4-20mA"]
["Datran"]
["DF1"]
["Modbus"]
["RS232"]
["Undefined"]
["Enter Calibration Agent"]
["Enter Calibration Number"]
["Enter Calibration Exp Date"]
["Enter Instrument Range"]
["Enter Manufacturer"]
["Enter Model"]
["Enter Serial Number"]
["Enter Warranty Expiry Date"]
["Enter Manufacturer"]
["Enter Model"]
["Enter Serial Number"]
["Enter Warranty Expiry Date"]
["Enter Manufacturer"]
["Enter Model"]
["Enter Serial Number"]
["Enter Warranty Expiry Date"]
["Enter Manufacturer"]
["Enter Model"]
["Enter Serial Number"]
["Enter Warranty Expiry Date"]
["Enter Manufacturer"]
["Enter Model"]
["Enter Serial Number"]
["Enter Warranty Expiry Date"]
["Select Input Voltage (V) from list"]
["120V (A.C)"]
["12V (D.C)"]
["240V (A.C)"]
["24V (D.C)"]
["430V (A.C)"]
["Undefined"]
["Select Input Voltage (V) from list"]
["120V (A.C)"]
["12V (D.C)"]
["240V (A.C)"]
["24V (D.C)"]
["430V (A.C)"]
["Undefined"]
["Select Input Voltage (V) from list"]
["120V (A.C)"]
["12V (D.C)"]
["240V (A.C)"]
["24V (D.C)"]
["430V (A.C)"]
["Undefined"]
["Select Input Voltage (V) from list"]
["120V (A.C)"]
["12V (D.C)"]
["240V (A.C)"]
["24V (D.C)"]
["430V (A.C)"]
["Undefined"]
["Select Input Voltage (V) from list"]
["120V (A.C)"]
["12V (D.C)"]
["240V (A.C)"]
["24V (D.C)"]
["430V (A.C)"]
["Undefined"]
["Enter Manufacturer"]
["Enter Model"]
["Enter Serial Number"]
["Enter Warranty Expiry Date"]
["Enter Manufacturer"]
["Enter Model"]
["Enter Serial Number"]
["Enter Warranty Expiry Date"]
["Enter Manufacturer"]
["Enter Model"]
["Enter Serial Number"]
["Enter Warranty Expiry Date"]
["Enter Manufacturer"]
["Enter Model"]
["Enter Serial Number"]
["Enter Warranty Expiry Date"]
["Enter Manufacturer"]
["Enter Model"]
["Enter Serial Number"]
["Enter Warranty Expiry Date"]
["Select Locality from list"]
["Above Ground - Enclosed"]
["Above Ground - Exposed"]
["Submerged"]
["Undefined"]
["Underground - Buried"]
["Underground - Enclosed"]
["Enter Power Rating (kW)"]
["Enter Current Rating (A)"]
["Select Locality from list"]
["Above Ground - Enclosed"]
["Above Ground - Exposed"]
["Submerged"]
["Undefined"]
["Underground - Buried"]
["Underground - Enclosed"]
["Enter Power Rating (kW)"]
["Enter Current Rating (A)"]
["Select Locality from list"]
["Above Ground - Enclosed"]
["Above Ground - Exposed"]
["Submerged"]
["Undefined"]
["Underground - Buried"]
["Underground - Enclosed"]
["Enter Power Rating (kW)"]
["Enter Current Rating (A)"]
["Select Locality from list"]
["Above Ground - Enclosed"]
["Above Ground - Exposed"]
["Submerged"]
["Undefined"]
["Underground - Buried"]
["Underground - Enclosed"]
["Enter Power Rating (kW)"]
["Enter Current Rating (A)"]
["Select Locality from list"]
["Above Ground - Enclosed"]
["Above Ground - Exposed"]
["Submerged"]
["Undefined"]
["Underground - Buried"]
["Underground - Enclosed"]
["Enter Power Rating (kW)"]
["Enter Current Rating (A)"]
["Enter Manufacturer"]
["Enter Model"]
["Enter Serial Number"]
["Enter Warranty Expiry Date"]
["Enter Manufacturer"]
["Enter Model"]
["Enter Serial Number"]
["Enter Warranty Expiry Date"]
["Enter Manufacturer"]
["Enter Model"]
["Enter Serial Number"]
["Enter Warranty Expiry Date"]
["Enter Manufacturer"]
["Enter Model"]
["Enter Serial Number"]
["Enter Warranty Expiry Date"]
["Enter Manufacturer"]
["Enter Model"]
["Enter Serial Number"]
["Enter Warranty Expiry Date"]
["Select Input Voltage (V) from list"]
["120V (A.C)"]
["12V (D.C)"]
["240V (A.C)"]
["24V (D.C)"]
["430V (A.C)"]
["Undefined"]
["Select Input Voltage (V) from list"]
["120V (A.C)"]
["12V (D.C)"]
["240V (A.C)"]
["24V (D.C)"]
["430V (A.C)"]
["Undefined"]
["Select Input Voltage (V) from list"]
["120V (A.C)"]
["12V (D.C)"]
["240V (A.C)"]
["24V (D.C)"]
["430V (A.C)"]
["Undefined"]
["Select Input Voltage (V) from list"]
["120V (A.C)"]
["12V (D.C)"]
["240V (A.C)"]
["24V (D.C)"]
["430V (A.C)"]
["Undefined"]
["Select Input Voltage (V) from list"]
["120V (A.C)"]
["12V (D.C)"]
["240V (A.C)"]
["24V (D.C)"]
["430V (A.C)"]
["Undefined"]
["Enter Manufacturer"]
["Enter Model"]
["Enter Serial Number"]
["Enter Warranty Expiry Date"]
["Enter Manufacturer"]
["Enter Model"]
["Enter Serial Number"]
["Enter Warranty Expiry Date"]
["Enter Manufacturer"]
["Enter Model"]
["Enter Serial Number"]
["Enter Warranty Expiry Date"]
["Enter Manufacturer"]
["Enter Model"]
["Enter Serial Number"]
["Enter Warranty Expiry Date"]
["Enter Manufacturer"]
["Enter Model"]
["Enter Serial Number"]
["Enter Warranty Expiry Date"]
["Select Material from list"]
["Concrete - Reinforced"]
["Aluminium"]
["Concrete - Unreinforced"]
["Concrete Block"]
["Fibre Cement Sheets"]
["Steel"]
["Timber"]
["Undefined"]
["Select Construction Method from list"]
["Cast In-situ"]
["Precast"]
["Prefabricated"]
["Tilt Slab"]
["Undefined"]
["Enter Length (m)"]
["Enter Width (m)"]
["Enter Area (m2)"]
["Select Material from list"]
["Concrete - Reinforced"]
["Aluminium"]
["Concrete - Unreinforced"]
["Concrete Block"]
["Fibre Cement Sheets"]
["Steel"]
["Timber"]
["Undefined"]
["Select Construction Method from list"]
["Cast In-situ"]
["Precast"]
["Prefabricated"]
["Tilt Slab"]
["Undefined"]
["Enter Length (m)"]
["Enter Width (m)"]
["Enter Area (m2)"]
["Select Material from list"]
["Concrete - Reinforced"]
["Aluminium"]
["Concrete - Unreinforced"]
["Concrete Block"]
["Fibre Cement Sheets"]
["Steel"]
["Timber"]
["Undefined"]
["Select Construction Method from list"]
["Cast In-situ"]
["Precast"]
["Prefabricated"]
["Tilt Slab"]
["Undefined"]
["Enter Length (m)"]
["Enter Width (m)"]
["Enter Area (m2)"]
["Select Material from list"]
["Concrete - Reinforced"]
["Aluminium"]
["Concrete - Unreinforced"]
["Concrete Block"]
["Fibre Cement Sheets"]
["Steel"]
["Timber"]
["Undefined"]
["Select Construction Method from list"]
["Cast In-situ"]
["Precast"]
["Prefabricated"]
["Tilt Slab"]
["Undefined"]
["Enter Length (m)"]
["Enter Width (m)"]
["Enter Area (m2)"]
["Select Material from list"]
["Concrete - Reinforced"]
["Aluminium"]
["Concrete - Unreinforced"]
["Concrete Block"]
["Fibre Cement Sheets"]
["Steel"]
["Timber"]
["Undefined"]
["Select Construction Method from list"]
["Cast In-situ"]
["Precast"]
["Prefabricated"]
["Tilt Slab"]
["Undefined"]
["Enter Length (m)"]
["Enter Width (m)"]
["Enter Area (m2)"]
["Select Lining Material from list"]
["Clay"]
["Concrete"]
["Geo Synthetic Liner"]
["Natural"]
["Polyamide"]
["Polyester"]
["Polyethylene"]
["Polypropylene"]
["Polyvinylchloride"]
["Rock"]
["Timber"]
["Undefined"]
["Unlined"]
["Select Lining Profile from list"]
["Base"]
["Both Banks"]
["True Left Bank"]
["True Right Bank"]
["Undefined"]
["Not Applicable"]
["Select Channel Form from list"]
["Artificial"]
["Natural"]
["Select Base Flow from list"]
["Ephemeral"]
["None"]
["Perennial"]
["Undefined"]
["Enter Length (m)"]
["Enter Base Width (m)"]
["Enter Top Width (m)"]
["Enter Depth (m)"]
["Select Lining Material from list"]
["Clay"]
["Concrete"]
["Geo Synthetic Liner"]
["Natural"]
["Polyamide"]
["Polyester"]
["Polyethylene"]
["Polypropylene"]
["Polyvinylchloride"]
["Rock"]
["Timber"]
["Undefined"]
["Unlined"]
["Select Lining Profile from list"]
["Base"]
["Both Banks"]
["True Left Bank"]
["True Right Bank"]
["Undefined"]
["Not Applicable"]
["Select Channel Form from list"]
["Artificial"]
["Natural"]
["Select Base Flow from list"]
["Ephemeral"]
["None"]
["Perennial"]
["Undefined"]
["Enter Length (m)"]
["Enter Base Width (m)"]
["Enter Top Width (m)"]
["Enter Depth (m)"]
["Select Lining Material from list"]
["Clay"]
["Concrete"]
["Geo Synthetic Liner"]
["Natural"]
["Polyamide"]
["Polyester"]
["Polyethylene"]
["Polypropylene"]
["Polyvinylchloride"]
["Rock"]
["Timber"]
["Undefined"]
["Unlined"]
["Select Lining Profile from list"]
["Base"]
["Both Banks"]
["True Left Bank"]
["True Right Bank"]
["Undefined"]
["Not Applicable"]
["Select Channel Form from list"]
["Artificial"]
["Natural"]
["Select Base Flow from list"]
["Ephemeral"]
["None"]
["Perennial"]
["Undefined"]
["Enter Length (m)"]
["Enter Base Width (m)"]
["Enter Top Width (m)"]
["Enter Depth (m)"]
["Select Lining Material from list"]
["Clay"]
["Concrete"]
["Geo Synthetic Liner"]
["Natural"]
["Polyamide"]
["Polyester"]
["Polyethylene"]
["Polypropylene"]
["Polyvinylchloride"]
["Rock"]
["Timber"]
["Undefined"]
["Unlined"]
["Select Lining Profile from list"]
["Base"]
["Both Banks"]
["True Left Bank"]
["True Right Bank"]
["Undefined"]
["Not Applicable"]
["Select Channel Form from list"]
["Artificial"]
["Natural"]
["Select Base Flow from list"]
["Ephemeral"]
["None"]
["Perennial"]
["Undefined"]
["Enter Length (m)"]
["Enter Base Width (m)"]
["Enter Top Width (m)"]
["Enter Depth (m)"]
["Select Lining Material from list"]
["Clay"]
["Concrete"]
["Geo Synthetic Liner"]
["Natural"]
["Polyamide"]
["Polyester"]
["Polyethylene"]
["Polypropylene"]
["Polyvinylchloride"]
["Rock"]
["Timber"]
["Undefined"]
["Unlined"]
["Select Lining Profile from list"]
["Base"]
["Both Banks"]
["True Left Bank"]
["True Right Bank"]
["Undefined"]
["Not Applicable"]
["Select Channel Form from list"]
["Artificial"]
["Natural"]
["Select Base Flow from list"]
["Ephemeral"]
["None"]
["Perennial"]
["Undefined"]
["Enter Length (m)"]
["Enter Base Width (m)"]
["Enter Top Width (m)"]
["Enter Depth (m)"]
["Select Input Voltage (V) from list"]
["120V (A.C)"]
["12V (D.C)"]
["240V (A.C)"]
["24V (D.C)"]
["430V (A.C)"]
["Undefined"]
["Select Input Voltage (V) from list"]
["120V (A.C)"]
["12V (D.C)"]
["240V (A.C)"]
["24V (D.C)"]
["430V (A.C)"]
["Undefined"]
["Select Input Voltage (V) from list"]
["120V (A.C)"]
["12V (D.C)"]
["240V (A.C)"]
["24V (D.C)"]
["430V (A.C)"]
["Undefined"]
["Select Input Voltage (V) from list"]
["120V (A.C)"]
["12V (D.C)"]
["240V (A.C)"]
["24V (D.C)"]
["430V (A.C)"]
["Undefined"]
["Select Input Voltage (V) from list"]
["120V (A.C)"]
["12V (D.C)"]
["240V (A.C)"]
["24V (D.C)"]
["430V (A.C)"]
["Undefined"]
["Enter Manufacturer"]
["Enter Model"]
["Enter Serial Number"]
["Enter Warranty Expiry Date"]
["Enter Manufacturer"]
["Enter Model"]
["Enter Serial Number"]
["Enter Warranty Expiry Date"]
["Enter Manufacturer"]
["Enter Model"]
["Enter Serial Number"]
["Enter Warranty Expiry Date"]
["Enter Manufacturer"]
["Enter Model"]
["Enter Serial Number"]
["Enter Warranty Expiry Date"]
["Enter Manufacturer"]
["Enter Model"]
["Enter Serial Number"]
["Enter Warranty Expiry Date"]
["Select Material from list"]
["Brick"]
["Cast Iron"]
["Concrete - Reinforced"]
["Concrete - Unreinforced"]
["Concrete Block"]
["Corrugated  Steel"]
["Corrugated Aluminium"]
["Ductile Iron"]
["Fibreglass"]
["Glazed Earthenware"]
["Polyethylene"]
["Polyvinylchloride"]
["Timber"]
["Undefined"]
["Stainless Steel"]
["Select Construction Method from list"]
["Cast In-situ"]
["Precast"]
["Prefabricated"]
["Tilt Slab"]
["Undefined"]
["Select Tank Shape from list"]
["Circular"]
["Irregular"]
["Oval"]
["Rectangular"]
["Undefined"]
["Select Lid Type from list"]
["Grated"]
["Solid"]
["Undefined"]
["Vented"]
["Select Lid Material from list"]
["Undefined"]
["Aluminium"]
["Steel"]
["Select Lid Shape from list"]
["Circular"]
["Oval"]
["Rectangular"]
["Undefined"]
["Select Lid Fixing from list"]
["Fixed In Place"]
["Free"]
["Hinged"]
["Hinged With Tie Off"]
["Screwed"]
["Sliding"]
["Undefined"]
["Select Lid Security from list"]
["Bolted"]
["Free"]
["Lockable"]
["Undefined"]
["Welded"]
["Enter Diameter (m)"]
["Enter Length (m)"]
["Enter Width (m)"]
["Enter Height (m)"]
["Enter Volume (m3)"]
["Enter Floor RL (m)"]
["Enter Inlet RL (m)"]
["Enter Overflow RL (m)"]
["Select Material from list"]
["Brick"]
["Cast Iron"]
["Concrete - Reinforced"]
["Concrete - Unreinforced"]
["Concrete Block"]
["Corrugated  Steel"]
["Corrugated Aluminium"]
["Ductile Iron"]
["Fibreglass"]
["Glazed Earthenware"]
["Polyethylene"]
["Polyvinylchloride"]
["Timber"]
["Undefined"]
["Stainless Steel"]
["Select Construction Method from list"]
["Cast In-situ"]
["Precast"]
["Prefabricated"]
["Tilt Slab"]
["Undefined"]
["Select Tank Shape from list"]
["Circular"]
["Irregular"]
["Oval"]
["Rectangular"]
["Undefined"]
["Select Lid Type from list"]
["Grated"]
["Solid"]
["Undefined"]
["Vented"]
["Select Lid Material from list"]
["Undefined"]
["Aluminium"]
["Steel"]
["Select Lid Shape from list"]
["Circular"]
["Oval"]
["Rectangular"]
["Undefined"]
["Select Lid Fixing from list"]
["Fixed In Place"]
["Free"]
["Hinged"]
["Hinged With Tie Off"]
["Screwed"]
["Sliding"]
["Undefined"]
["Select Lid Security from list"]
["Bolted"]
["Free"]
["Lockable"]
["Undefined"]
["Welded"]
["Enter Diameter (m)"]
["Enter Length (m)"]
["Enter Width (m)"]
["Enter Height (m)"]
["Enter Volume (m3)"]
["Enter Floor RL (m)"]
["Enter Inlet RL (m)"]
["Enter Overflow RL (m)"]
["Select Material from list"]
["Brick"]
["Cast Iron"]
["Concrete - Reinforced"]
["Concrete - Unreinforced"]
["Concrete Block"]
["Corrugated  Steel"]
["Corrugated Aluminium"]
["Ductile Iron"]
["Fibreglass"]
["Glazed Earthenware"]
["Polyethylene"]
["Polyvinylchloride"]
["Timber"]
["Undefined"]
["Stainless Steel"]
["Select Construction Method from list"]
["Cast In-situ"]
["Precast"]
["Prefabricated"]
["Tilt Slab"]
["Undefined"]
["Select Tank Shape from list"]
["Circular"]
["Irregular"]
["Oval"]
["Rectangular"]
["Undefined"]
["Select Lid Type from list"]
["Grated"]
["Solid"]
["Undefined"]
["Vented"]
["Select Lid Material from list"]
["Undefined"]
["Aluminium"]
["Steel"]
["Select Lid Shape from list"]
["Circular"]
["Oval"]
["Rectangular"]
["Undefined"]
["Select Lid Fixing from list"]
["Fixed In Place"]
["Free"]
["Hinged"]
["Hinged With Tie Off"]
["Screwed"]
["Sliding"]
["Undefined"]
["Select Lid Security from list"]
["Bolted"]
["Free"]
["Lockable"]
["Undefined"]
["Welded"]
["Enter Diameter (m)"]
["Enter Length (m)"]
["Enter Width (m)"]
["Enter Height (m)"]
["Enter Volume (m3)"]
["Enter Floor RL (m)"]
["Enter Inlet RL (m)"]
["Enter Overflow RL (m)"]
["Select Material from list"]
["Brick"]
["Cast Iron"]
["Concrete - Reinforced"]
["Concrete - Unreinforced"]
["Concrete Block"]
["Corrugated  Steel"]
["Corrugated Aluminium"]
["Ductile Iron"]
["Fibreglass"]
["Glazed Earthenware"]
["Polyethylene"]
["Polyvinylchloride"]
["Timber"]
["Undefined"]
["Stainless Steel"]
["Select Construction Method from list"]
["Cast In-situ"]
["Precast"]
["Prefabricated"]
["Tilt Slab"]
["Undefined"]
["Select Tank Shape from list"]
["Circular"]
["Irregular"]
["Oval"]
["Rectangular"]
["Undefined"]
["Select Lid Type from list"]
["Grated"]
["Solid"]
["Undefined"]
["Vented"]
["Select Lid Material from list"]
["Undefined"]
["Aluminium"]
["Steel"]
["Select Lid Shape from list"]
["Circular"]
["Oval"]
["Rectangular"]
["Undefined"]
["Select Lid Fixing from list"]
["Fixed In Place"]
["Free"]
["Hinged"]
["Hinged With Tie Off"]
["Screwed"]
["Sliding"]
["Undefined"]
["Select Lid Security from list"]
["Bolted"]
["Free"]
["Lockable"]
["Undefined"]
["Welded"]
["Enter Diameter (m)"]
["Enter Length (m)"]
["Enter Width (m)"]
["Enter Height (m)"]
["Enter Volume (m3)"]
["Enter Floor RL (m)"]
["Enter Inlet RL (m)"]
["Enter Overflow RL (m)"]
["Select Material from list"]
["Brick"]
["Cast Iron"]
["Concrete - Reinforced"]
["Concrete - Unreinforced"]
["Concrete Block"]
["Corrugated  Steel"]
["Corrugated Aluminium"]
["Ductile Iron"]
["Fibreglass"]
["Glazed Earthenware"]
["Polyethylene"]
["Polyvinylchloride"]
["Timber"]
["Undefined"]
["Stainless Steel"]
["Select Construction Method from list"]
["Cast In-situ"]
["Precast"]
["Prefabricated"]
["Tilt Slab"]
["Undefined"]
["Select Tank Shape from list"]
["Circular"]
["Irregular"]
["Oval"]
["Rectangular"]
["Undefined"]
["Select Lid Type from list"]
["Grated"]
["Solid"]
["Undefined"]
["Vented"]
["Select Lid Material from list"]
["Undefined"]
["Aluminium"]
["Steel"]
["Select Lid Shape from list"]
["Circular"]
["Oval"]
["Rectangular"]
["Undefined"]
["Select Lid Fixing from list"]
["Fixed In Place"]
["Free"]
["Hinged"]
["Hinged With Tie Off"]
["Screwed"]
["Sliding"]
["Undefined"]
["Select Lid Security from list"]
["Bolted"]
["Free"]
["Lockable"]
["Undefined"]
["Welded"]
["Enter Diameter (m)"]
["Enter Length (m)"]
["Enter Width (m)"]
["Enter Height (m)"]
["Enter Volume (m3)"]
["Enter Floor RL (m)"]
["Enter Inlet RL (m)"]
["Enter Overflow RL (m)"]
["Select Property Use from list"]
["Accommodation"]
["Bar"]
["Council"]
["Commercial"]
["Domestic"]
["Industrial"]
["Not Applicable"]
["Undefined"]
["Office"]
["Other"]
["Public Service"]
["Public Use"]
["Residential"]
["Restaurant"]
["Retail"]
["School"]
["Select Valve Type from list"]
["Air Release (Standard)"]
["Altitude"]
["Ball"]
["Butterfly"]
["Combination Air"]
["Diaphragm"]
["Duck Bill"]
["Float"]
["Flow Control"]
["Gate"]
["Non Return Valve"]
["Penstock"]
["Plug (Tap)"]
["Undefined"]
["Select Box Type from list"]
["Aluminium"]
["Cast Iron"]
["None"]
["Plastic - Jumbo"]
["Plastic - Narrow"]
["Plastic - Old"]
["Plastic - Regular"]
["RPZ Cover"]
["Steel Cage"]
["Timber"]
["Undefined"]
["Select Restrictor Type from list"]
["Acuflo"]
["Other"]
["Undefined"]
["Variable Flow Manifold (VFM)"]
["Select Backflow Type from list"]
["Air Gap"]
["Double Check - Testable"]
["Dual Check - Non Testable"]
["RPZ - Testable"]
["Single Check - Non Testable"]
["Single Check - Testable"]
["Undefined"]
["Select Backflow Hazard Cat from list"]
["High"]
["Low"]
["Medium"]
["Undefined"]
["Enter Diameter (mm)"]
["Enter Isolation Valve Qty"]
["Enter Restrictor Units"]
["Select Property Use from list"]
["Accommodation"]
["Bar"]
["Council"]
["Commercial"]
["Domestic"]
["Industrial"]
["Not Applicable"]
["Undefined"]
["Office"]
["Other"]
["Public Service"]
["Public Use"]
["Residential"]
["Restaurant"]
["Retail"]
["School"]
["Select Valve Type from list"]
["Air Release (Standard)"]
["Altitude"]
["Ball"]
["Butterfly"]
["Combination Air"]
["Diaphragm"]
["Duck Bill"]
["Float"]
["Flow Control"]
["Gate"]
["Non Return Valve"]
["Penstock"]
["Plug (Tap)"]
["Undefined"]
["Select Box Type from list"]
["Aluminium"]
["Cast Iron"]
["None"]
["Plastic - Jumbo"]
["Plastic - Narrow"]
["Plastic - Old"]
["Plastic - Regular"]
["RPZ Cover"]
["Steel Cage"]
["Timber"]
["Undefined"]
["Select Restrictor Type from list"]
["Acuflo"]
["Other"]
["Undefined"]
["Variable Flow Manifold (VFM)"]
["Select Backflow Type from list"]
["Air Gap"]
["Double Check - Testable"]
["Dual Check - Non Testable"]
["RPZ - Testable"]
["Single Check - Non Testable"]
["Single Check - Testable"]
["Undefined"]
["Select Backflow Hazard Cat from list"]
["High"]
["Low"]
["Medium"]
["Undefined"]
["Enter Diameter (mm)"]
["Enter Isolation Valve Qty"]
["Enter Restrictor Units"]
["Select Property Use from list"]
["Accommodation"]
["Bar"]
["Council"]
["Commercial"]
["Domestic"]
["Industrial"]
["Not Applicable"]
["Undefined"]
["Office"]
["Other"]
["Public Service"]
["Public Use"]
["Residential"]
["Restaurant"]
["Retail"]
["School"]
["Select Valve Type from list"]
["Air Release (Standard)"]
["Altitude"]
["Ball"]
["Butterfly"]
["Combination Air"]
["Diaphragm"]
["Duck Bill"]
["Float"]
["Flow Control"]
["Gate"]
["Non Return Valve"]
["Penstock"]
["Plug (Tap)"]
["Undefined"]
["Select Box Type from list"]
["Aluminium"]
["Cast Iron"]
["None"]
["Plastic - Jumbo"]
["Plastic - Narrow"]
["Plastic - Old"]
["Plastic - Regular"]
["RPZ Cover"]
["Steel Cage"]
["Timber"]
["Undefined"]
["Select Restrictor Type from list"]
["Acuflo"]
["Other"]
["Undefined"]
["Variable Flow Manifold (VFM)"]
["Select Backflow Type from list"]
["Air Gap"]
["Double Check - Testable"]
["Dual Check - Non Testable"]
["RPZ - Testable"]
["Single Check - Non Testable"]
["Single Check - Testable"]
["Undefined"]
["Select Backflow Hazard Cat from list"]
["High"]
["Low"]
["Medium"]
["Undefined"]
["Enter Diameter (mm)"]
["Enter Isolation Valve Qty"]
["Enter Restrictor Units"]
["Select Property Use from list"]
["Accommodation"]
["Bar"]
["Council"]
["Commercial"]
["Domestic"]
["Industrial"]
["Not Applicable"]
["Undefined"]
["Office"]
["Other"]
["Public Service"]
["Public Use"]
["Residential"]
["Restaurant"]
["Retail"]
["School"]
["Select Valve Type from list"]
["Air Release (Standard)"]
["Altitude"]
["Ball"]
["Butterfly"]
["Combination Air"]
["Diaphragm"]
["Duck Bill"]
["Float"]
["Flow Control"]
["Gate"]
["Non Return Valve"]
["Penstock"]
["Plug (Tap)"]
["Undefined"]
["Select Box Type from list"]
["Aluminium"]
["Cast Iron"]
["None"]
["Plastic - Jumbo"]
["Plastic - Narrow"]
["Plastic - Old"]
["Plastic - Regular"]
["RPZ Cover"]
["Steel Cage"]
["Timber"]
["Undefined"]
["Select Restrictor Type from list"]
["Acuflo"]
["Other"]
["Undefined"]
["Variable Flow Manifold (VFM)"]
["Select Backflow Type from list"]
["Air Gap"]
["Double Check - Testable"]
["Dual Check - Non Testable"]
["RPZ - Testable"]
["Single Check - Non Testable"]
["Single Check - Testable"]
["Undefined"]
["Select Backflow Hazard Cat from list"]
["High"]
["Low"]
["Medium"]
["Undefined"]
["Enter Diameter (mm)"]
["Enter Isolation Valve Qty"]
["Enter Restrictor Units"]
["Select Property Use from list"]
["Accommodation"]
["Bar"]
["Council"]
["Commercial"]
["Domestic"]
["Industrial"]
["Not Applicable"]
["Undefined"]
["Office"]
["Other"]
["Public Service"]
["Public Use"]
["Residential"]
["Restaurant"]
["Retail"]
["School"]
["Select Valve Type from list"]
["Air Release (Standard)"]
["Altitude"]
["Ball"]
["Butterfly"]
["Combination Air"]
["Diaphragm"]
["Duck Bill"]
["Float"]
["Flow Control"]
["Gate"]
["Non Return Valve"]
["Penstock"]
["Plug (Tap)"]
["Undefined"]
["Select Box Type from list"]
["Aluminium"]
["Cast Iron"]
["None"]
["Plastic - Jumbo"]
["Plastic - Narrow"]
["Plastic - Old"]
["Plastic - Regular"]
["RPZ Cover"]
["Steel Cage"]
["Timber"]
["Undefined"]
["Select Restrictor Type from list"]
["Acuflo"]
["Other"]
["Undefined"]
["Variable Flow Manifold (VFM)"]
["Select Backflow Type from list"]
["Air Gap"]
["Double Check - Testable"]
["Dual Check - Non Testable"]
["RPZ - Testable"]
["Single Check - Non Testable"]
["Single Check - Testable"]
["Undefined"]
["Select Backflow Hazard Cat from list"]
["High"]
["Low"]
["Medium"]
["Undefined"]
["Enter Diameter (mm)"]
["Enter Isolation Valve Qty"]
["Enter Restrictor Units"]
["Select Material from list"]
["Concrete - Reinforced"]
["Aluminium"]
["Concrete - Unreinforced"]
["Concrete Block"]
["Fibre Cement Sheets"]
["Steel"]
["Timber"]
["Undefined"]
["Select Construction Method from list"]
["Cast In-situ"]
["Precast"]
["Prefabricated"]
["Tilt Slab"]
["Undefined"]
["Enter Length (m)"]
["Enter Width (m)"]
["Enter Height (m)"]
["Enter Top RL (m)"]
["Enter Base RL (m)"]
["Select Material from list"]
["Concrete - Reinforced"]
["Aluminium"]
["Concrete - Unreinforced"]
["Concrete Block"]
["Fibre Cement Sheets"]
["Steel"]
["Timber"]
["Undefined"]
["Select Construction Method from list"]
["Cast In-situ"]
["Precast"]
["Prefabricated"]
["Tilt Slab"]
["Undefined"]
["Enter Length (m)"]
["Enter Width (m)"]
["Enter Height (m)"]
["Enter Top RL (m)"]
["Enter Base RL (m)"]
["Select Material from list"]
["Concrete - Reinforced"]
["Aluminium"]
["Concrete - Unreinforced"]
["Concrete Block"]
["Fibre Cement Sheets"]
["Steel"]
["Timber"]
["Undefined"]
["Select Construction Method from list"]
["Cast In-situ"]
["Precast"]
["Prefabricated"]
["Tilt Slab"]
["Undefined"]
["Enter Length (m)"]
["Enter Width (m)"]
["Enter Height (m)"]
["Enter Top RL (m)"]
["Enter Base RL (m)"]
["Select Material from list"]
["Concrete - Reinforced"]
["Aluminium"]
["Concrete - Unreinforced"]
["Concrete Block"]
["Fibre Cement Sheets"]
["Steel"]
["Timber"]
["Undefined"]
["Select Construction Method from list"]
["Cast In-situ"]
["Precast"]
["Prefabricated"]
["Tilt Slab"]
["Undefined"]
["Enter Length (m)"]
["Enter Width (m)"]
["Enter Height (m)"]
["Enter Top RL (m)"]
["Enter Base RL (m)"]
["Select Material from list"]
["Concrete - Reinforced"]
["Aluminium"]
["Concrete - Unreinforced"]
["Concrete Block"]
["Fibre Cement Sheets"]
["Steel"]
["Timber"]
["Undefined"]
["Select Construction Method from list"]
["Cast In-situ"]
["Precast"]
["Prefabricated"]
["Tilt Slab"]
["Undefined"]
["Enter Length (m)"]
["Enter Width (m)"]
["Enter Height (m)"]
["Enter Top RL (m)"]
["Enter Base RL (m)"]
["Select Lining Material from list"]
["Clay"]
["Concrete"]
["Geo Synthetic Liner"]
["Natural"]
["Polyamide"]
["Polyester"]
["Polyethylene"]
["Polypropylene"]
["Polyvinylchloride"]
["Rock"]
["Timber"]
["Undefined"]
["Unlined"]
["Enter Base Length (m)"]
["Enter Base Width (m)"]
["Enter Base Area (m2)"]
["Enter Volume (m3)"]
["Enter Top RL (m)"]
["Enter Base RL (m)"]
["Enter Overflow RL (m)"]
["Select Lining Material from list"]
["Clay"]
["Concrete"]
["Geo Synthetic Liner"]
["Natural"]
["Polyamide"]
["Polyester"]
["Polyethylene"]
["Polypropylene"]
["Polyvinylchloride"]
["Rock"]
["Timber"]
["Undefined"]
["Unlined"]
["Enter Base Length (m)"]
["Enter Base Width (m)"]
["Enter Base Area (m2)"]
["Enter Volume (m3)"]
["Enter Top RL (m)"]
["Enter Base RL (m)"]
["Enter Overflow RL (m)"]
["Select Lining Material from list"]
["Clay"]
["Concrete"]
["Geo Synthetic Liner"]
["Natural"]
["Polyamide"]
["Polyester"]
["Polyethylene"]
["Polypropylene"]
["Polyvinylchloride"]
["Rock"]
["Timber"]
["Undefined"]
["Unlined"]
["Enter Base Length (m)"]
["Enter Base Width (m)"]
["Enter Base Area (m2)"]
["Enter Volume (m3)"]
["Enter Top RL (m)"]
["Enter Base RL (m)"]
["Enter Overflow RL (m)"]
["Select Lining Material from list"]
["Clay"]
["Concrete"]
["Geo Synthetic Liner"]
["Natural"]
["Polyamide"]
["Polyester"]
["Polyethylene"]
["Polypropylene"]
["Polyvinylchloride"]
["Rock"]
["Timber"]
["Undefined"]
["Unlined"]
["Enter Base Length (m)"]
["Enter Base Width (m)"]
["Enter Base Area (m2)"]
["Enter Volume (m3)"]
["Enter Top RL (m)"]
["Enter Base RL (m)"]
["Enter Overflow RL (m)"]
["Select Lining Material from list"]
["Clay"]
["Concrete"]
["Geo Synthetic Liner"]
["Natural"]
["Polyamide"]
["Polyester"]
["Polyethylene"]
["Polypropylene"]
["Polyvinylchloride"]
["Rock"]
["Timber"]
["Undefined"]
["Unlined"]
["Enter Base Length (m)"]
["Enter Base Width (m)"]
["Enter Base Area (m2)"]
["Enter Volume (m3)"]
["Enter Top RL (m)"]
["Enter Base RL (m)"]
["Enter Overflow RL (m)"]
["Select Material from list"]
["Aluminium"]
["Brass"]
["Brick"]
["Bronze"]
["Concrete"]
["Concrete - Reinforced"]
["Concrete - Unreinforced"]
["Ductile Iron"]
["Fibre Cement Sheets"]
["Fibreglass"]
["Galvanised Wrought Iron"]
["Grey Cast Iron"]
["Helicore Aluminium"]
["Iron"]
["Malleable Iron"]
["Mild Steel Welded"]
["Polystyrene Blocks"]
["Rubber"]
["Spiral Wound Aluminium"]
["Spiral Wound Steel/Aluminium"]
["Stainless Steel"]
["Stainless Steel (Grade 316)"]
["Steel Galvanised"]
["Steel"]
["Timber"]
["Undefined"]
["Wrought Iron"]
["Select Material from list"]
["Aluminium"]
["Brass"]
["Brick"]
["Bronze"]
["Concrete"]
["Concrete - Reinforced"]
["Concrete - Unreinforced"]
["Ductile Iron"]
["Fibre Cement Sheets"]
["Fibreglass"]
["Galvanised Wrought Iron"]
["Grey Cast Iron"]
["Helicore Aluminium"]
["Iron"]
["Malleable Iron"]
["Mild Steel Welded"]
["Polystyrene Blocks"]
["Rubber"]
["Spiral Wound Aluminium"]
["Spiral Wound Steel/Aluminium"]
["Stainless Steel"]
["Stainless Steel (Grade 316)"]
["Steel Galvanised"]
["Steel"]
["Timber"]
["Undefined"]
["Wrought Iron"]
["Select Material from list"]
["Aluminium"]
["Brass"]
["Brick"]
["Bronze"]
["Concrete"]
["Concrete - Reinforced"]
["Concrete - Unreinforced"]
["Ductile Iron"]
["Fibre Cement Sheets"]
["Fibreglass"]
["Galvanised Wrought Iron"]
["Grey Cast Iron"]
["Helicore Aluminium"]
["Iron"]
["Malleable Iron"]
["Mild Steel Welded"]
["Polystyrene Blocks"]
["Rubber"]
["Spiral Wound Aluminium"]
["Spiral Wound Steel/Aluminium"]
["Stainless Steel"]
["Stainless Steel (Grade 316)"]
["Steel Galvanised"]
["Steel"]
["Timber"]
["Undefined"]
["Wrought Iron"]
["Select Material from list"]
["Aluminium"]
["Brass"]
["Brick"]
["Bronze"]
["Concrete"]
["Concrete - Reinforced"]
["Concrete - Unreinforced"]
["Ductile Iron"]
["Fibre Cement Sheets"]
["Fibreglass"]
["Galvanised Wrought Iron"]
["Grey Cast Iron"]
["Helicore Aluminium"]
["Iron"]
["Malleable Iron"]
["Mild Steel Welded"]
["Polystyrene Blocks"]
["Rubber"]
["Spiral Wound Aluminium"]
["Spiral Wound Steel/Aluminium"]
["Stainless Steel"]
["Stainless Steel (Grade 316)"]
["Steel Galvanised"]
["Steel"]
["Timber"]
["Undefined"]
["Wrought Iron"]
["Select Material from list"]
["Aluminium"]
["Brass"]
["Brick"]
["Bronze"]
["Concrete"]
["Concrete - Reinforced"]
["Concrete - Unreinforced"]
["Ductile Iron"]
["Fibre Cement Sheets"]
["Fibreglass"]
["Galvanised Wrought Iron"]
["Grey Cast Iron"]
["Helicore Aluminium"]
["Iron"]
["Malleable Iron"]
["Mild Steel Welded"]
["Polystyrene Blocks"]
["Rubber"]
["Spiral Wound Aluminium"]
["Spiral Wound Steel/Aluminium"]
["Stainless Steel"]
["Stainless Steel (Grade 316)"]
["Steel Galvanised"]
["Steel"]
["Timber"]
["Undefined"]
["Wrought Iron"]
["Enter Manufacturer"]
["Enter Model"]
["Enter Manufacturer"]
["Enter Model"]
["Enter Manufacturer"]
["Enter Model"]
["Enter Manufacturer"]
["Enter Model"]
["Enter Manufacturer"]
["Enter Model"]
["Select Locality from list"]
["Above Ground - Enclosed"]
["Above Ground - Exposed"]
["Submerged"]
["Undefined"]
["Underground - Buried"]
["Underground - Enclosed"]
["Select Valve State from list"]
["Dynamic"]
["Normally Closed"]
["Normally Open"]
["Partially Opened"]
["Undefined"]
["Select Close Direction from list"]
["Anti-Clockwise"]
["Clockwise"]
["Undefined"]
["Enter Diameter (mm)"]
["Enter Rated Pressure (kPa)"]
["Select Locality from list"]
["Above Ground - Enclosed"]
["Above Ground - Exposed"]
["Submerged"]
["Undefined"]
["Underground - Buried"]
["Underground - Enclosed"]
["Select Valve State from list"]
["Dynamic"]
["Normally Closed"]
["Normally Open"]
["Partially Opened"]
["Undefined"]
["Select Close Direction from list"]
["Anti-Clockwise"]
["Clockwise"]
["Undefined"]
["Enter Diameter (mm)"]
["Enter Rated Pressure (kPa)"]
["Select Locality from list"]
["Above Ground - Enclosed"]
["Above Ground - Exposed"]
["Submerged"]
["Undefined"]
["Underground - Buried"]
["Underground - Enclosed"]
["Select Valve State from list"]
["Dynamic"]
["Normally Closed"]
["Normally Open"]
["Partially Opened"]
["Undefined"]
["Select Close Direction from list"]
["Anti-Clockwise"]
["Clockwise"]
["Undefined"]
["Enter Diameter (mm)"]
["Enter Rated Pressure (kPa)"]
["Select Locality from list"]
["Above Ground - Enclosed"]
["Above Ground - Exposed"]
["Submerged"]
["Undefined"]
["Underground - Buried"]
["Underground - Enclosed"]
["Select Valve State from list"]
["Dynamic"]
["Normally Closed"]
["Normally Open"]
["Partially Opened"]
["Undefined"]
["Select Close Direction from list"]
["Anti-Clockwise"]
["Clockwise"]
["Undefined"]
["Enter Diameter (mm)"]
["Enter Rated Pressure (kPa)"]
["Select Locality from list"]
["Above Ground - Enclosed"]
["Above Ground - Exposed"]
["Submerged"]
["Undefined"]
["Underground - Buried"]
["Underground - Enclosed"]
["Select Valve State from list"]
["Dynamic"]
["Normally Closed"]
["Normally Open"]
["Partially Opened"]
["Undefined"]
["Select Close Direction from list"]
["Anti-Clockwise"]
["Clockwise"]
["Undefined"]
["Enter Diameter (mm)"]
["Enter Rated Pressure (kPa)"]
["Enter Manufacturer"]
["Enter Model"]
["Enter Manufacturer"]
["Enter Model"]
["Enter Manufacturer"]
["Enter Model"]
["Enter Manufacturer"]
["Enter Model"]
["Enter Manufacturer"]
["Enter Model"]
["Select Filter Media from list"]
["Boulders"]
["Cage"]
["Cartridge"]
["Earth"]
["Filter Bed"]
["Filter Cloth"]
["Flat Panel"]
["Gravel"]
["Sand"]
["Screen"]
["Soil"]
["Undefined"]
["Select Lining Material from list"]
["Geo Membrane"]
["Polyethylene High Density "]
["Polyvinylchloride"]
["Undefined"]
["Enter Length (mm)"]
["Enter Width (mm)"]
["Enter Diameter (mm)"]
["Enter Depth (mm)"]
["Enter Surface Area (m2)"]
["Enter Volume (m3)"]
["Enter Infiltration (L/min)"]
["Select Filter Media from list"]
["Boulders"]
["Cage"]
["Cartridge"]
["Earth"]
["Filter Bed"]
["Filter Cloth"]
["Flat Panel"]
["Gravel"]
["Sand"]
["Screen"]
["Soil"]
["Undefined"]
["Select Lining Material from list"]
["Geo Membrane"]
["Polyethylene High Density "]
["Polyvinylchloride"]
["Undefined"]
["Enter Length (mm)"]
["Enter Width (mm)"]
["Enter Diameter (mm)"]
["Enter Depth (mm)"]
["Enter Surface Area (m2)"]
["Enter Volume (m3)"]
["Enter Infiltration (L/min)"]
["Select Filter Media from list"]
["Boulders"]
["Cage"]
["Cartridge"]
["Earth"]
["Filter Bed"]
["Filter Cloth"]
["Flat Panel"]
["Gravel"]
["Sand"]
["Screen"]
["Soil"]
["Undefined"]
["Select Lining Material from list"]
["Geo Membrane"]
["Polyethylene High Density "]
["Polyvinylchloride"]
["Undefined"]
["Enter Length (mm)"]
["Enter Width (mm)"]
["Enter Diameter (mm)"]
["Enter Depth (mm)"]
["Enter Surface Area (m2)"]
["Enter Volume (m3)"]
["Enter Infiltration (L/min)"]
["Select Filter Media from list"]
["Boulders"]
["Cage"]
["Cartridge"]
["Earth"]
["Filter Bed"]
["Filter Cloth"]
["Flat Panel"]
["Gravel"]
["Sand"]
["Screen"]
["Soil"]
["Undefined"]
["Select Lining Material from list"]
["Geo Membrane"]
["Polyethylene High Density "]
["Polyvinylchloride"]
["Undefined"]
["Enter Length (mm)"]
["Enter Width (mm)"]
["Enter Diameter (mm)"]
["Enter Depth (mm)"]
["Enter Surface Area (m2)"]
["Enter Volume (m3)"]
["Enter Infiltration (L/min)"]
["Select Filter Media from list"]
["Boulders"]
["Cage"]
["Cartridge"]
["Earth"]
["Filter Bed"]
["Filter Cloth"]
["Flat Panel"]
["Gravel"]
["Sand"]
["Screen"]
["Soil"]
["Undefined"]
["Select Lining Material from list"]
["Geo Membrane"]
["Polyethylene High Density "]
["Polyvinylchloride"]
["Undefined"]
["Enter Length (mm)"]
["Enter Width (mm)"]
["Enter Diameter (mm)"]
["Enter Depth (mm)"]
["Enter Surface Area (m2)"]
["Enter Volume (m3)"]
["Enter Infiltration (L/min)"]
["Enter Manufacturer"]
["Enter Model"]
["Enter Serial Number"]
["Enter Manufacturer"]
["Enter Model"]
["Enter Serial Number"]
["Enter Manufacturer"]
["Enter Model"]
["Enter Serial Number"]
["Enter Manufacturer"]
["Enter Model"]
["Enter Serial Number"]
["Enter Manufacturer"]
["Enter Model"]
["Enter Serial Number"]
["Select Locality from list"]
["Above Ground - Enclosed"]
["Above Ground - Exposed"]
["Submerged"]
["Undefined"]
["Underground - Buried"]
["Underground - Enclosed"]
["Select Valve State from list"]
["Dynamic"]
["Normally Closed"]
["Normally Open"]
["Partially Opened"]
["Undefined"]
["Select Close Direction from list"]
["Anti-Clockwise"]
["Clockwise"]
["Undefined"]
["Enter Diameter (mm)"]
["Enter Valve Top RL (m)"]
["Enter Rated Pressure (kPa)"]
["Select Locality from list"]
["Above Ground - Enclosed"]
["Above Ground - Exposed"]
["Submerged"]
["Undefined"]
["Underground - Buried"]
["Underground - Enclosed"]
["Select Valve State from list"]
["Dynamic"]
["Normally Closed"]
["Normally Open"]
["Partially Opened"]
["Undefined"]
["Select Close Direction from list"]
["Anti-Clockwise"]
["Clockwise"]
["Undefined"]
["Enter Diameter (mm)"]
["Enter Valve Top RL (m)"]
["Enter Rated Pressure (kPa)"]
["Select Locality from list"]
["Above Ground - Enclosed"]
["Above Ground - Exposed"]
["Submerged"]
["Undefined"]
["Underground - Buried"]
["Underground - Enclosed"]
["Select Valve State from list"]
["Dynamic"]
["Normally Closed"]
["Normally Open"]
["Partially Opened"]
["Undefined"]
["Select Close Direction from list"]
["Anti-Clockwise"]
["Clockwise"]
["Undefined"]
["Enter Diameter (mm)"]
["Enter Valve Top RL (m)"]
["Enter Rated Pressure (kPa)"]
["Select Locality from list"]
["Above Ground - Enclosed"]
["Above Ground - Exposed"]
["Submerged"]
["Undefined"]
["Underground - Buried"]
["Underground - Enclosed"]
["Select Valve State from list"]
["Dynamic"]
["Normally Closed"]
["Normally Open"]
["Partially Opened"]
["Undefined"]
["Select Close Direction from list"]
["Anti-Clockwise"]
["Clockwise"]
["Undefined"]
["Enter Diameter (mm)"]
["Enter Valve Top RL (m)"]
["Enter Rated Pressure (kPa)"]
["Select Locality from list"]
["Above Ground - Enclosed"]
["Above Ground - Exposed"]
["Submerged"]
["Undefined"]
["Underground - Buried"]
["Underground - Enclosed"]
["Select Valve State from list"]
["Dynamic"]
["Normally Closed"]
["Normally Open"]
["Partially Opened"]
["Undefined"]
["Select Close Direction from list"]
["Anti-Clockwise"]
["Clockwise"]
["Undefined"]
["Enter Diameter (mm)"]
["Enter Valve Top RL (m)"]
["Enter Rated Pressure (kPa)"]
["Enter Manufacturer"]
["Enter Model"]
["Enter Manufacturer"]
["Enter Model"]
["Enter Manufacturer"]
["Enter Model"]
["Enter Manufacturer"]
["Enter Model"]
["Enter Manufacturer"]
["Enter Model"]
["Select Material from list"]
["Brick"]
["Cast Iron"]
["Concrete - Reinforced"]
["Concrete - Unreinforced"]
["Concrete Block"]
["Corrugated  Steel"]
["Corrugated Aluminium"]
["Ductile Iron"]
["Fibreglass"]
["Glazed Earthenware"]
["Polyethylene"]
["Polyvinylchloride"]
["Timber"]
["Undefined"]
["Stainless Steel"]
["Select Construction Method from list"]
["Cast In-situ"]
["Precast"]
["Prefabricated"]
["Tilt Slab"]
["Undefined"]
["Select Chamber Shape from list"]
["Circular"]
["Irregular"]
["Oval"]
["Rectangular"]
["Undefined"]
["Select Lid Type from list"]
["Grated"]
["Solid"]
["Undefined"]
["Vented"]
["Select Lid Material from list"]
["Undefined"]
["Aluminium"]
["Steel"]
["Select Lid Shape from list"]
["Circular"]
["Oval"]
["Rectangular"]
["Undefined"]
["Select Lid Fixing from list"]
["Fixed In Place"]
["Free"]
["Hinged"]
["Hinged With Tie Off"]
["Screwed"]
["Sliding"]
["Undefined"]
["Select Lid Security from list"]
["Bolted"]
["Free"]
["Lockable"]
["Undefined"]
["Welded"]
["Select Lid Class from list"]
["Class A - Footpaths  For Pedestrians And Cycle ways"]
["Class B - Footpaths For Light Vehicle, Pedestrian Precincts"]
["Class C - Pedestrian Areas With Slow Moving Commercial Vehicles, Parkside Areas, Kerbsides"]
["Class D - Carriageways Roads For Commercial Vehicles"]
["Class E - Industrial Areas"]
["Undefined"]
["Enter Diameter (m)"]
["Enter Length (m)"]
["Enter Width (m)"]
["Enter Depth (m)"]
["Enter Lid RL (m)"]
["Enter Base RL (m)"]
["Enter Lid Diameter (mm)"]
["Enter Lid Length (mm)"]
["Enter Lid Width (mm)"]
["Enter Volume (m3)"]
["Enter Chamber Count"]
["Select Material from list"]
["Brick"]
["Cast Iron"]
["Concrete - Reinforced"]
["Concrete - Unreinforced"]
["Concrete Block"]
["Corrugated  Steel"]
["Corrugated Aluminium"]
["Ductile Iron"]
["Fibreglass"]
["Glazed Earthenware"]
["Polyethylene"]
["Polyvinylchloride"]
["Timber"]
["Undefined"]
["Stainless Steel"]
["Select Construction Method from list"]
["Cast In-situ"]
["Precast"]
["Prefabricated"]
["Tilt Slab"]
["Undefined"]
["Select Chamber Shape from list"]
["Circular"]
["Irregular"]
["Oval"]
["Rectangular"]
["Undefined"]
["Select Lid Type from list"]
["Grated"]
["Solid"]
["Undefined"]
["Vented"]
["Select Lid Material from list"]
["Undefined"]
["Aluminium"]
["Steel"]
["Select Lid Shape from list"]
["Circular"]
["Oval"]
["Rectangular"]
["Undefined"]
["Select Lid Fixing from list"]
["Fixed In Place"]
["Free"]
["Hinged"]
["Hinged With Tie Off"]
["Screwed"]
["Sliding"]
["Undefined"]
["Select Lid Security from list"]
["Bolted"]
["Free"]
["Lockable"]
["Undefined"]
["Welded"]
["Select Lid Class from list"]
["Class A - Footpaths  For Pedestrians And Cycle ways"]
["Class B - Footpaths For Light Vehicle, Pedestrian Precincts"]
["Class C - Pedestrian Areas With Slow Moving Commercial Vehicles, Parkside Areas, Kerbsides"]
["Class D - Carriageways Roads For Commercial Vehicles"]
["Class E - Industrial Areas"]
["Undefined"]
["Enter Diameter (m)"]
["Enter Length (m)"]
["Enter Width (m)"]
["Enter Depth (m)"]
["Enter Lid RL (m)"]
["Enter Base RL (m)"]
["Enter Lid Diameter (mm)"]
["Enter Lid Length (mm)"]
["Enter Lid Width (mm)"]
["Enter Volume (m3)"]
["Enter Chamber Count"]
["Select Material from list"]
["Brick"]
["Cast Iron"]
["Concrete - Reinforced"]
["Concrete - Unreinforced"]
["Concrete Block"]
["Corrugated  Steel"]
["Corrugated Aluminium"]
["Ductile Iron"]
["Fibreglass"]
["Glazed Earthenware"]
["Polyethylene"]
["Polyvinylchloride"]
["Timber"]
["Undefined"]
["Stainless Steel"]
["Select Construction Method from list"]
["Cast In-situ"]
["Precast"]
["Prefabricated"]
["Tilt Slab"]
["Undefined"]
["Select Chamber Shape from list"]
["Circular"]
["Irregular"]
["Oval"]
["Rectangular"]
["Undefined"]
["Select Lid Type from list"]
["Grated"]
["Solid"]
["Undefined"]
["Vented"]
["Select Lid Material from list"]
["Undefined"]
["Aluminium"]
["Steel"]
["Select Lid Shape from list"]
["Circular"]
["Oval"]
["Rectangular"]
["Undefined"]
["Select Lid Fixing from list"]
["Fixed In Place"]
["Free"]
["Hinged"]
["Hinged With Tie Off"]
["Screwed"]
["Sliding"]
["Undefined"]
["Select Lid Security from list"]
["Bolted"]
["Free"]
["Lockable"]
["Undefined"]
["Welded"]
["Select Lid Class from list"]
["Class A - Footpaths  For Pedestrians And Cycle ways"]
["Class B - Footpaths For Light Vehicle, Pedestrian Precincts"]
["Class C - Pedestrian Areas With Slow Moving Commercial Vehicles, Parkside Areas, Kerbsides"]
["Class D - Carriageways Roads For Commercial Vehicles"]
["Class E - Industrial Areas"]
["Undefined"]
["Enter Diameter (m)"]
["Enter Length (m)"]
["Enter Width (m)"]
["Enter Depth (m)"]
["Enter Lid RL (m)"]
["Enter Base RL (m)"]
["Enter Lid Diameter (mm)"]
["Enter Lid Length (mm)"]
["Enter Lid Width (mm)"]
["Enter Volume (m3)"]
["Enter Chamber Count"]
["Select Material from list"]
["Brick"]
["Cast Iron"]
["Concrete - Reinforced"]
["Concrete - Unreinforced"]
["Concrete Block"]
["Corrugated  Steel"]
["Corrugated Aluminium"]
["Ductile Iron"]
["Fibreglass"]
["Glazed Earthenware"]
["Polyethylene"]
["Polyvinylchloride"]
["Timber"]
["Undefined"]
["Stainless Steel"]
["Select Construction Method from list"]
["Cast In-situ"]
["Precast"]
["Prefabricated"]
["Tilt Slab"]
["Undefined"]
["Select Chamber Shape from list"]
["Circular"]
["Irregular"]
["Oval"]
["Rectangular"]
["Undefined"]
["Select Lid Type from list"]
["Grated"]
["Solid"]
["Undefined"]
["Vented"]
["Select Lid Material from list"]
["Undefined"]
["Aluminium"]
["Steel"]
["Select Lid Shape from list"]
["Circular"]
["Oval"]
["Rectangular"]
["Undefined"]
["Select Lid Fixing from list"]
["Fixed In Place"]
["Free"]
["Hinged"]
["Hinged With Tie Off"]
["Screwed"]
["Sliding"]
["Undefined"]
["Select Lid Security from list"]
["Bolted"]
["Free"]
["Lockable"]
["Undefined"]
["Welded"]
["Select Lid Class from list"]
["Class A - Footpaths  For Pedestrians And Cycle ways"]
["Class B - Footpaths For Light Vehicle, Pedestrian Precincts"]
["Class C - Pedestrian Areas With Slow Moving Commercial Vehicles, Parkside Areas, Kerbsides"]
["Class D - Carriageways Roads For Commercial Vehicles"]
["Class E - Industrial Areas"]
["Undefined"]
["Enter Diameter (m)"]
["Enter Length (m)"]
["Enter Width (m)"]
["Enter Depth (m)"]
["Enter Lid RL (m)"]
["Enter Base RL (m)"]
["Enter Lid Diameter (mm)"]
["Enter Lid Length (mm)"]
["Enter Lid Width (mm)"]
["Enter Volume (m3)"]
["Enter Chamber Count"]
["Select Material from list"]
["Brick"]
["Cast Iron"]
["Concrete - Reinforced"]
["Concrete - Unreinforced"]
["Concrete Block"]
["Corrugated  Steel"]
["Corrugated Aluminium"]
["Ductile Iron"]
["Fibreglass"]
["Glazed Earthenware"]
["Polyethylene"]
["Polyvinylchloride"]
["Timber"]
["Undefined"]
["Stainless Steel"]
["Select Construction Method from list"]
["Cast In-situ"]
["Precast"]
["Prefabricated"]
["Tilt Slab"]
["Undefined"]
["Select Chamber Shape from list"]
["Circular"]
["Irregular"]
["Oval"]
["Rectangular"]
["Undefined"]
["Select Lid Type from list"]
["Grated"]
["Solid"]
["Undefined"]
["Vented"]
["Select Lid Material from list"]
["Undefined"]
["Aluminium"]
["Steel"]
["Select Lid Shape from list"]
["Circular"]
["Oval"]
["Rectangular"]
["Undefined"]
["Select Lid Fixing from list"]
["Fixed In Place"]
["Free"]
["Hinged"]
["Hinged With Tie Off"]
["Screwed"]
["Sliding"]
["Undefined"]
["Select Lid Security from list"]
["Bolted"]
["Free"]
["Lockable"]
["Undefined"]
["Welded"]
["Select Lid Class from list"]
["Class A - Footpaths  For Pedestrians And Cycle ways"]
["Class B - Footpaths For Light Vehicle, Pedestrian Precincts"]
["Class C - Pedestrian Areas With Slow Moving Commercial Vehicles, Parkside Areas, Kerbsides"]
["Class D - Carriageways Roads For Commercial Vehicles"]
["Class E - Industrial Areas"]
["Undefined"]
["Enter Diameter (m)"]
["Enter Length (m)"]
["Enter Width (m)"]
["Enter Depth (m)"]
["Enter Lid RL (m)"]
["Enter Base RL (m)"]
["Enter Lid Diameter (mm)"]
["Enter Lid Length (mm)"]
["Enter Lid Width (mm)"]
["Enter Volume (m3)"]
["Enter Chamber Count"]
["Enter Manufacturer"]
["Enter Model"]
["Enter Manufacturer"]
["Enter Model"]
["Enter Manufacturer"]
["Enter Model"]
["Enter Manufacturer"]
["Enter Model"]
["Enter Manufacturer"]
["Enter Model"]
["Select Material from list"]
["Aluminium"]
["Aluflow Aluminium"]
["Asbestos Cement"]
["Asbestos Cement – Everite"]
["Asbestos Cement – Fibrolite"]
["Asbestos Cement – Superite"]
["Brick"]
["Cast Iron"]
["Ceramic"]
["Concrete - Reinforced"]
["Concrete - Unreinforced"]
["Corrugated Aluminium"]
["Corrugated Iron"]
["Corrugated Steel"]
["Corrugated Steel Galvanised"]
["Ductile Iron"]
["Earthenware"]
["Fibreglass"]
["Galvanised Iron"]
["Galvanised Steel"]
["Polyethylene - High Density"]
["Polyethylene - High-Density (Perforated)"]
["Polyethylene - Low Density"]
["Polyethylene - Medium (PE100)"]
["Polyethylene - Medium (PE80)"]
["Polyethylene - Medium Density"]
["Polypropylene"]
["Polyvinylchloride - Old"]
["Polyvinylchloride - Undefined"]
["Polyvinylchloride-M"]
["Polyvinylchloride-O"]
["Polyvinylchloride-U"]
["Polyvinylchloride-U (Perforated)"]
["Relined - Cure In Place"]
["Relined - Fold And Form Pac"]
["Relined - Spiral Wound Pac"]
["Stainless Steel"]
["Steel"]
["Steel Spiral Riveted"]
["Steel Spiral Welded"]
["Undefined"]
["Select Installation Method from list"]
["Above Ground"]
["Chain Trenching"]
["Drill Or Bore"]
["Open Trench"]
["Pipe Burst"]
["Plough"]
["Thrust"]
["Tunnel"]
["Undefined"]
["Select Locality from list"]
["Above Ground - Enclosed"]
["Above Ground - Exposed"]
["Submerged"]
["Undefined"]
["Underground - Buried"]
["Underground - Enclosed"]
["Select Pipe Purpose from list"]
["Bypass"]
["Fire"]
["Flush"]
["Main"]
["Relief"]
["Rider"]
["Rising"]
["Service Line"]
["Supply"]
["Transfer"]
["Trunk"]
["Undefined"]
["Select Pipe Type from list"]
["Gravity"]
["Pressure"]
["Syphon"]
["Undefined"]
["Vacuum"]
["Select Pipe Class from list"]
["Class 10"]
["Class 2"]
["Class 3"]
["Class 4"]
["Class 6"]
["Class 8"]
["Class A (PN3 - 300kPa)"]
["Class B (PN6 - 600kPa)"]
["Class C (PN9 - 900kPa)"]
["Class D (PN12 - 1200kPa)"]
["Class E (PN15 - 1500kPa)"]
["Class F (PN18 - 1800kPa)"]
["Class G (PN20 - 2000kPa)"]
["Class X (Class 2)"]
["Class Y (Class 3)"]
["Class Z (Class 4)"]
["PN01"]
["PN04"]
["PN04.5"]
["PN05"]
["PN06"]
["PN06.3"]
["PN08"]
["PN09"]
["PN10"]
["PN12"]
["PN12.5"]
["PN15"]
["PN16"]
["PN18"]
["PN20"]
["PN25"]
["PN32"]
["SN04"]
["SN06"]
["SN08"]
["SN10"]
["SN16"]
["Undefined"]
["Enter Diameter (mm)"]
["Enter Length (m)"]
["Enter Pipe Cover (m)"]
["Select Material from list"]
["Aluminium"]
["Aluflow Aluminium"]
["Asbestos Cement"]
["Asbestos Cement – Everite"]
["Asbestos Cement – Fibrolite"]
["Asbestos Cement – Superite"]
["Brick"]
["Cast Iron"]
["Ceramic"]
["Concrete - Reinforced"]
["Concrete - Unreinforced"]
["Corrugated Aluminium"]
["Corrugated Iron"]
["Corrugated Steel"]
["Corrugated Steel Galvanised"]
["Ductile Iron"]
["Earthenware"]
["Fibreglass"]
["Galvanised Iron"]
["Galvanised Steel"]
["Polyethylene - High Density"]
["Polyethylene - High-Density (Perforated)"]
["Polyethylene - Low Density"]
["Polyethylene - Medium (PE100)"]
["Polyethylene - Medium (PE80)"]
["Polyethylene - Medium Density"]
["Polypropylene"]
["Polyvinylchloride - Old"]
["Polyvinylchloride - Undefined"]
["Polyvinylchloride-M"]
["Polyvinylchloride-O"]
["Polyvinylchloride-U"]
["Polyvinylchloride-U (Perforated)"]
["Relined - Cure In Place"]
["Relined - Fold And Form Pac"]
["Relined - Spiral Wound Pac"]
["Stainless Steel"]
["Steel"]
["Steel Spiral Riveted"]
["Steel Spiral Welded"]
["Undefined"]
["Select Installation Method from list"]
["Above Ground"]
["Chain Trenching"]
["Drill Or Bore"]
["Open Trench"]
["Pipe Burst"]
["Plough"]
["Thrust"]
["Tunnel"]
["Undefined"]
["Select Locality from list"]
["Above Ground - Enclosed"]
["Above Ground - Exposed"]
["Submerged"]
["Undefined"]
["Underground - Buried"]
["Underground - Enclosed"]
["Select Pipe Purpose from list"]
["Bypass"]
["Fire"]
["Flush"]
["Main"]
["Relief"]
["Rider"]
["Rising"]
["Service Line"]
["Supply"]
["Transfer"]
["Trunk"]
["Undefined"]
["Select Pipe Type from list"]
["Gravity"]
["Pressure"]
["Syphon"]
["Undefined"]
["Vacuum"]
["Select Pipe Class from list"]
["Class 10"]
["Class 2"]
["Class 3"]
["Class 4"]
["Class 6"]
["Class 8"]
["Class A (PN3 - 300kPa)"]
["Class B (PN6 - 600kPa)"]
["Class C (PN9 - 900kPa)"]
["Class D (PN12 - 1200kPa)"]
["Class E (PN15 - 1500kPa)"]
["Class F (PN18 - 1800kPa)"]
["Class G (PN20 - 2000kPa)"]
["Class X (Class 2)"]
["Class Y (Class 3)"]
["Class Z (Class 4)"]
["PN01"]
["PN04"]
["PN04.5"]
["PN05"]
["PN06"]
["PN06.3"]
["PN08"]
["PN09"]
["PN10"]
["PN12"]
["PN12.5"]
["PN15"]
["PN16"]
["PN18"]
["PN20"]
["PN25"]
["PN32"]
["SN04"]
["SN06"]
["SN08"]
["SN10"]
["SN16"]
["Undefined"]
["Enter Diameter (mm)"]
["Enter Length (m)"]
["Enter Pipe Cover (m)"]
["Select Material from list"]
["Aluminium"]
["Aluflow Aluminium"]
["Asbestos Cement"]
["Asbestos Cement – Everite"]
["Asbestos Cement – Fibrolite"]
["Asbestos Cement – Superite"]
["Brick"]
["Cast Iron"]
["Ceramic"]
["Concrete - Reinforced"]
["Concrete - Unreinforced"]
["Corrugated Aluminium"]
["Corrugated Iron"]
["Corrugated Steel"]
["Corrugated Steel Galvanised"]
["Ductile Iron"]
["Earthenware"]
["Fibreglass"]
["Galvanised Iron"]
["Galvanised Steel"]
["Polyethylene - High Density"]
["Polyethylene - High-Density (Perforated)"]
["Polyethylene - Low Density"]
["Polyethylene - Medium (PE100)"]
["Polyethylene - Medium (PE80)"]
["Polyethylene - Medium Density"]
["Polypropylene"]
["Polyvinylchloride - Old"]
["Polyvinylchloride - Undefined"]
["Polyvinylchloride-M"]
["Polyvinylchloride-O"]
["Polyvinylchloride-U"]
["Polyvinylchloride-U (Perforated)"]
["Relined - Cure In Place"]
["Relined - Fold And Form Pac"]
["Relined - Spiral Wound Pac"]
["Stainless Steel"]
["Steel"]
["Steel Spiral Riveted"]
["Steel Spiral Welded"]
["Undefined"]
["Select Installation Method from list"]
["Above Ground"]
["Chain Trenching"]
["Drill Or Bore"]
["Open Trench"]
["Pipe Burst"]
["Plough"]
["Thrust"]
["Tunnel"]
["Undefined"]
["Select Locality from list"]
["Above Ground - Enclosed"]
["Above Ground - Exposed"]
["Submerged"]
["Undefined"]
["Underground - Buried"]
["Underground - Enclosed"]
["Select Pipe Purpose from list"]
["Bypass"]
["Fire"]
["Flush"]
["Main"]
["Relief"]
["Rider"]
["Rising"]
["Service Line"]
["Supply"]
["Transfer"]
["Trunk"]
["Undefined"]
["Select Pipe Type from list"]
["Gravity"]
["Pressure"]
["Syphon"]
["Undefined"]
["Vacuum"]
["Select Pipe Class from list"]
["Class 10"]
["Class 2"]
["Class 3"]
["Class 4"]
["Class 6"]
["Class 8"]
["Class A (PN3 - 300kPa)"]
["Class B (PN6 - 600kPa)"]
["Class C (PN9 - 900kPa)"]
["Class D (PN12 - 1200kPa)"]
["Class E (PN15 - 1500kPa)"]
["Class F (PN18 - 1800kPa)"]
["Class G (PN20 - 2000kPa)"]
["Class X (Class 2)"]
["Class Y (Class 3)"]
["Class Z (Class 4)"]
["PN01"]
["PN04"]
["PN04.5"]
["PN05"]
["PN06"]
["PN06.3"]
["PN08"]
["PN09"]
["PN10"]
["PN12"]
["PN12.5"]
["PN15"]
["PN16"]
["PN18"]
["PN20"]
["PN25"]
["PN32"]
["SN04"]
["SN06"]
["SN08"]
["SN10"]
["SN16"]
["Undefined"]
["Enter Diameter (mm)"]
["Enter Length (m)"]
["Enter Pipe Cover (m)"]
["Select Material from list"]
["Aluminium"]
["Aluflow Aluminium"]
["Asbestos Cement"]
["Asbestos Cement – Everite"]
["Asbestos Cement – Fibrolite"]
["Asbestos Cement – Superite"]
["Brick"]
["Cast Iron"]
["Ceramic"]
["Concrete - Reinforced"]
["Concrete - Unreinforced"]
["Corrugated Aluminium"]
["Corrugated Iron"]
["Corrugated Steel"]
["Corrugated Steel Galvanised"]
["Ductile Iron"]
["Earthenware"]
["Fibreglass"]
["Galvanised Iron"]
["Galvanised Steel"]
["Polyethylene - High Density"]
["Polyethylene - High-Density (Perforated)"]
["Polyethylene - Low Density"]
["Polyethylene - Medium (PE100)"]
["Polyethylene - Medium (PE80)"]
["Polyethylene - Medium Density"]
["Polypropylene"]
["Polyvinylchloride - Old"]
["Polyvinylchloride - Undefined"]
["Polyvinylchloride-M"]
["Polyvinylchloride-O"]
["Polyvinylchloride-U"]
["Polyvinylchloride-U (Perforated)"]
["Relined - Cure In Place"]
["Relined - Fold And Form Pac"]
["Relined - Spiral Wound Pac"]
["Stainless Steel"]
["Steel"]
["Steel Spiral Riveted"]
["Steel Spiral Welded"]
["Undefined"]
["Select Installation Method from list"]
["Above Ground"]
["Chain Trenching"]
["Drill Or Bore"]
["Open Trench"]
["Pipe Burst"]
["Plough"]
["Thrust"]
["Tunnel"]
["Undefined"]
["Select Locality from list"]
["Above Ground - Enclosed"]
["Above Ground - Exposed"]
["Submerged"]
["Undefined"]
["Underground - Buried"]
["Underground - Enclosed"]
["Select Pipe Purpose from list"]
["Bypass"]
["Fire"]
["Flush"]
["Main"]
["Relief"]
["Rider"]
["Rising"]
["Service Line"]
["Supply"]
["Transfer"]
["Trunk"]
["Undefined"]
["Select Pipe Type from list"]
["Gravity"]
["Pressure"]
["Syphon"]
["Undefined"]
["Vacuum"]
["Select Pipe Class from list"]
["Class 10"]
["Class 2"]
["Class 3"]
["Class 4"]
["Class 6"]
["Class 8"]
["Class A (PN3 - 300kPa)"]
["Class B (PN6 - 600kPa)"]
["Class C (PN9 - 900kPa)"]
["Class D (PN12 - 1200kPa)"]
["Class E (PN15 - 1500kPa)"]
["Class F (PN18 - 1800kPa)"]
["Class G (PN20 - 2000kPa)"]
["Class X (Class 2)"]
["Class Y (Class 3)"]
["Class Z (Class 4)"]
["PN01"]
["PN04"]
["PN04.5"]
["PN05"]
["PN06"]
["PN06.3"]
["PN08"]
["PN09"]
["PN10"]
["PN12"]
["PN12.5"]
["PN15"]
["PN16"]
["PN18"]
["PN20"]
["PN25"]
["PN32"]
["SN04"]
["SN06"]
["SN08"]
["SN10"]
["SN16"]
["Undefined"]
["Enter Diameter (mm)"]
["Enter Length (m)"]
["Enter Pipe Cover (m)"]
["Select Material from list"]
["Aluminium"]
["Aluflow Aluminium"]
["Asbestos Cement"]
["Asbestos Cement – Everite"]
["Asbestos Cement – Fibrolite"]
["Asbestos Cement – Superite"]
["Brick"]
["Cast Iron"]
["Ceramic"]
["Concrete - Reinforced"]
["Concrete - Unreinforced"]
["Corrugated Aluminium"]
["Corrugated Iron"]
["Corrugated Steel"]
["Corrugated Steel Galvanised"]
["Ductile Iron"]
["Earthenware"]
["Fibreglass"]
["Galvanised Iron"]
["Galvanised Steel"]
["Polyethylene - High Density"]
["Polyethylene - High-Density (Perforated)"]
["Polyethylene - Low Density"]
["Polyethylene - Medium (PE100)"]
["Polyethylene - Medium (PE80)"]
["Polyethylene - Medium Density"]
["Polypropylene"]
["Polyvinylchloride - Old"]
["Polyvinylchloride - Undefined"]
["Polyvinylchloride-M"]
["Polyvinylchloride-O"]
["Polyvinylchloride-U"]
["Polyvinylchloride-U (Perforated)"]
["Relined - Cure In Place"]
["Relined - Fold And Form Pac"]
["Relined - Spiral Wound Pac"]
["Stainless Steel"]
["Steel"]
["Steel Spiral Riveted"]
["Steel Spiral Welded"]
["Undefined"]
["Select Installation Method from list"]
["Above Ground"]
["Chain Trenching"]
["Drill Or Bore"]
["Open Trench"]
["Pipe Burst"]
["Plough"]
["Thrust"]
["Tunnel"]
["Undefined"]
["Select Locality from list"]
["Above Ground - Enclosed"]
["Above Ground - Exposed"]
["Submerged"]
["Undefined"]
["Underground - Buried"]
["Underground - Enclosed"]
["Select Pipe Purpose from list"]
["Bypass"]
["Fire"]
["Flush"]
["Main"]
["Relief"]
["Rider"]
["Rising"]
["Service Line"]
["Supply"]
["Transfer"]
["Trunk"]
["Undefined"]
["Select Pipe Type from list"]
["Gravity"]
["Pressure"]
["Syphon"]
["Undefined"]
["Vacuum"]
["Select Pipe Class from list"]
["Class 10"]
["Class 2"]
["Class 3"]
["Class 4"]
["Class 6"]
["Class 8"]
["Class A (PN3 - 300kPa)"]
["Class B (PN6 - 600kPa)"]
["Class C (PN9 - 900kPa)"]
["Class D (PN12 - 1200kPa)"]
["Class E (PN15 - 1500kPa)"]
["Class F (PN18 - 1800kPa)"]
["Class G (PN20 - 2000kPa)"]
["Class X (Class 2)"]
["Class Y (Class 3)"]
["Class Z (Class 4)"]
["PN01"]
["PN04"]
["PN04.5"]
["PN05"]
["PN06"]
["PN06.3"]
["PN08"]
["PN09"]
["PN10"]
["PN12"]
["PN12.5"]
["PN15"]
["PN16"]
["PN18"]
["PN20"]
["PN25"]
["PN32"]
["SN04"]
["SN06"]
["SN08"]
["SN10"]
["SN16"]
["Undefined"]
["Enter Diameter (mm)"]
["Enter Length (m)"]
["Enter Pipe Cover (m)"]
["Enter Manufacturer"]
["Enter Serial Number"]
["Enter Manufacturer"]
["Enter Serial Number"]
["Enter Manufacturer"]
["Enter Serial Number"]
["Enter Manufacturer"]
["Enter Serial Number"]
["Enter Manufacturer"]
["Enter Serial Number"]
["Select Locality from list"]
["Above Ground - Enclosed"]
["Above Ground - Exposed"]
["Submerged"]
["Undefined"]
["Underground - Buried"]
["Underground - Enclosed"]
["Select Cable Type from list"]
["Fibre Optic"]
["Flexible"]
["Heliax"]
["Metallic sheathed"]
["Multicore"]
["Non-metallic sheathed"]
["Paired"]
["Portable"]
["Ribbon"]
["Shielded"]
["Single"]
["Twin lead"]
["Twinax"]
["Undefined"]
["Select Cable Locality from list"]
["Cavity - In Ceiling "]
["Cavity - In Wall"]
["Floor - Suspended Above"]
["Floor - Suspended Below"]
["Undefined"]
["Enter Power Rating (kW)"]
["Enter Current Rating (A)"]
["Enter Cable Length (m)"]
["Select Locality from list"]
["Above Ground - Enclosed"]
["Above Ground - Exposed"]
["Submerged"]
["Undefined"]
["Underground - Buried"]
["Underground - Enclosed"]
["Select Cable Type from list"]
["Fibre Optic"]
["Flexible"]
["Heliax"]
["Metallic sheathed"]
["Multicore"]
["Non-metallic sheathed"]
["Paired"]
["Portable"]
["Ribbon"]
["Shielded"]
["Single"]
["Twin lead"]
["Twinax"]
["Undefined"]
["Select Cable Locality from list"]
["Cavity - In Ceiling "]
["Cavity - In Wall"]
["Floor - Suspended Above"]
["Floor - Suspended Below"]
["Undefined"]
["Enter Power Rating (kW)"]
["Enter Current Rating (A)"]
["Enter Cable Length (m)"]
["Select Locality from list"]
["Above Ground - Enclosed"]
["Above Ground - Exposed"]
["Submerged"]
["Undefined"]
["Underground - Buried"]
["Underground - Enclosed"]
["Select Cable Type from list"]
["Fibre Optic"]
["Flexible"]
["Heliax"]
["Metallic sheathed"]
["Multicore"]
["Non-metallic sheathed"]
["Paired"]
["Portable"]
["Ribbon"]
["Shielded"]
["Single"]
["Twin lead"]
["Twinax"]
["Undefined"]
["Select Cable Locality from list"]
["Cavity - In Ceiling "]
["Cavity - In Wall"]
["Floor - Suspended Above"]
["Floor - Suspended Below"]
["Undefined"]
["Enter Power Rating (kW)"]
["Enter Current Rating (A)"]
["Enter Cable Length (m)"]
["Select Locality from list"]
["Above Ground - Enclosed"]
["Above Ground - Exposed"]
["Submerged"]
["Undefined"]
["Underground - Buried"]
["Underground - Enclosed"]
["Select Cable Type from list"]
["Fibre Optic"]
["Flexible"]
["Heliax"]
["Metallic sheathed"]
["Multicore"]
["Non-metallic sheathed"]
["Paired"]
["Portable"]
["Ribbon"]
["Shielded"]
["Single"]
["Twin lead"]
["Twinax"]
["Undefined"]
["Select Cable Locality from list"]
["Cavity - In Ceiling "]
["Cavity - In Wall"]
["Floor - Suspended Above"]
["Floor - Suspended Below"]
["Undefined"]
["Enter Power Rating (kW)"]
["Enter Current Rating (A)"]
["Enter Cable Length (m)"]
["Select Locality from list"]
["Above Ground - Enclosed"]
["Above Ground - Exposed"]
["Submerged"]
["Undefined"]
["Underground - Buried"]
["Underground - Enclosed"]
["Select Cable Type from list"]
["Fibre Optic"]
["Flexible"]
["Heliax"]
["Metallic sheathed"]
["Multicore"]
["Non-metallic sheathed"]
["Paired"]
["Portable"]
["Ribbon"]
["Shielded"]
["Single"]
["Twin lead"]
["Twinax"]
["Undefined"]
["Select Cable Locality from list"]
["Cavity - In Ceiling "]
["Cavity - In Wall"]
["Floor - Suspended Above"]
["Floor - Suspended Below"]
["Undefined"]
["Enter Power Rating (kW)"]
["Enter Current Rating (A)"]
["Enter Cable Length (m)"]
["Enter Manufacturer"]
["Enter Model"]
["Enter Serial Number"]
["Enter Manufacturer"]
["Enter Model"]
["Enter Serial Number"]
["Enter Manufacturer"]
["Enter Model"]
["Enter Serial Number"]
["Enter Manufacturer"]
["Enter Model"]
["Enter Serial Number"]
["Enter Manufacturer"]
["Enter Model"]
["Enter Serial Number"]
["Select Material from list"]
["Brick"]
["Cast Iron"]
["Concrete - Reinforced"]
["Concrete - Unreinforced"]
["Concrete Block"]
["Corrugated  Steel"]
["Corrugated Aluminium"]
["Ductile Iron"]
["Fibreglass"]
["Glazed Earthenware"]
["Polyethylene"]
["Polyvinylchloride"]
["Timber"]
["Undefined"]
["Stainless Steel"]
["Select Construction Method from list"]
["Cast In-situ"]
["Precast"]
["Prefabricated"]
["Tilt Slab"]
["Undefined"]
["Select Tank Shape from list"]
["Circular"]
["Irregular"]
["Oval"]
["Rectangular"]
["Undefined"]
["Select Lid Type from list"]
["Grated"]
["Solid"]
["Undefined"]
["Vented"]
["Select Lid Material from list"]
["Undefined"]
["Aluminium"]
["Steel"]
["Select Lid Shape from list"]
["Circular"]
["Oval"]
["Rectangular"]
["Undefined"]
["Select Lid Fixing from list"]
["Fixed In Place"]
["Free"]
["Hinged"]
["Hinged With Tie Off"]
["Screwed"]
["Sliding"]
["Undefined"]
["Select Lid Security from list"]
["Bolted"]
["Free"]
["Lockable"]
["Undefined"]
["Welded"]
["Enter Diameter (m)"]
["Enter Length (m)"]
["Enter Width (m)"]
["Enter Height (m)"]
["Enter Volume (m3)"]
["Enter Floor RL (m)"]
["Enter Overflow RL (m)"]
["Select Material from list"]
["Brick"]
["Cast Iron"]
["Concrete - Reinforced"]
["Concrete - Unreinforced"]
["Concrete Block"]
["Corrugated  Steel"]
["Corrugated Aluminium"]
["Ductile Iron"]
["Fibreglass"]
["Glazed Earthenware"]
["Polyethylene"]
["Polyvinylchloride"]
["Timber"]
["Undefined"]
["Stainless Steel"]
["Select Construction Method from list"]
["Cast In-situ"]
["Precast"]
["Prefabricated"]
["Tilt Slab"]
["Undefined"]
["Select Tank Shape from list"]
["Circular"]
["Irregular"]
["Oval"]
["Rectangular"]
["Undefined"]
["Select Lid Type from list"]
["Grated"]
["Solid"]
["Undefined"]
["Vented"]
["Select Lid Material from list"]
["Undefined"]
["Aluminium"]
["Steel"]
["Select Lid Shape from list"]
["Circular"]
["Oval"]
["Rectangular"]
["Undefined"]
["Select Lid Fixing from list"]
["Fixed In Place"]
["Free"]
["Hinged"]
["Hinged With Tie Off"]
["Screwed"]
["Sliding"]
["Undefined"]
["Select Lid Security from list"]
["Bolted"]
["Free"]
["Lockable"]
["Undefined"]
["Welded"]
["Enter Diameter (m)"]
["Enter Length (m)"]
["Enter Width (m)"]
["Enter Height (m)"]
["Enter Volume (m3)"]
["Enter Floor RL (m)"]
["Enter Overflow RL (m)"]
["Select Material from list"]
["Brick"]
["Cast Iron"]
["Concrete - Reinforced"]
["Concrete - Unreinforced"]
["Concrete Block"]
["Corrugated  Steel"]
["Corrugated Aluminium"]
["Ductile Iron"]
["Fibreglass"]
["Glazed Earthenware"]
["Polyethylene"]
["Polyvinylchloride"]
["Timber"]
["Undefined"]
["Stainless Steel"]
["Select Construction Method from list"]
["Cast In-situ"]
["Precast"]
["Prefabricated"]
["Tilt Slab"]
["Undefined"]
["Select Tank Shape from list"]
["Circular"]
["Irregular"]
["Oval"]
["Rectangular"]
["Undefined"]
["Select Lid Type from list"]
["Grated"]
["Solid"]
["Undefined"]
["Vented"]
["Select Lid Material from list"]
["Undefined"]
["Aluminium"]
["Steel"]
["Select Lid Shape from list"]
["Circular"]
["Oval"]
["Rectangular"]
["Undefined"]
["Select Lid Fixing from list"]
["Fixed In Place"]
["Free"]
["Hinged"]
["Hinged With Tie Off"]
["Screwed"]
["Sliding"]
["Undefined"]
["Select Lid Security from list"]
["Bolted"]
["Free"]
["Lockable"]
["Undefined"]
["Welded"]
["Enter Diameter (m)"]
["Enter Length (m)"]
["Enter Width (m)"]
["Enter Height (m)"]
["Enter Volume (m3)"]
["Enter Floor RL (m)"]
["Enter Overflow RL (m)"]
["Select Material from list"]
["Brick"]
["Cast Iron"]
["Concrete - Reinforced"]
["Concrete - Unreinforced"]
["Concrete Block"]
["Corrugated  Steel"]
["Corrugated Aluminium"]
["Ductile Iron"]
["Fibreglass"]
["Glazed Earthenware"]
["Polyethylene"]
["Polyvinylchloride"]
["Timber"]
["Undefined"]
["Stainless Steel"]
["Select Construction Method from list"]
["Cast In-situ"]
["Precast"]
["Prefabricated"]
["Tilt Slab"]
["Undefined"]
["Select Tank Shape from list"]
["Circular"]
["Irregular"]
["Oval"]
["Rectangular"]
["Undefined"]
["Select Lid Type from list"]
["Grated"]
["Solid"]
["Undefined"]
["Vented"]
["Select Lid Material from list"]
["Undefined"]
["Aluminium"]
["Steel"]
["Select Lid Shape from list"]
["Circular"]
["Oval"]
["Rectangular"]
["Undefined"]
["Select Lid Fixing from list"]
["Fixed In Place"]
["Free"]
["Hinged"]
["Hinged With Tie Off"]
["Screwed"]
["Sliding"]
["Undefined"]
["Select Lid Security from list"]
["Bolted"]
["Free"]
["Lockable"]
["Undefined"]
["Welded"]
["Enter Diameter (m)"]
["Enter Length (m)"]
["Enter Width (m)"]
["Enter Height (m)"]
["Enter Volume (m3)"]
["Enter Floor RL (m)"]
["Enter Overflow RL (m)"]
["Select Material from list"]
["Brick"]
["Cast Iron"]
["Concrete - Reinforced"]
["Concrete - Unreinforced"]
["Concrete Block"]
["Corrugated  Steel"]
["Corrugated Aluminium"]
["Ductile Iron"]
["Fibreglass"]
["Glazed Earthenware"]
["Polyethylene"]
["Polyvinylchloride"]
["Timber"]
["Undefined"]
["Stainless Steel"]
["Select Construction Method from list"]
["Cast In-situ"]
["Precast"]
["Prefabricated"]
["Tilt Slab"]
["Undefined"]
["Select Tank Shape from list"]
["Circular"]
["Irregular"]
["Oval"]
["Rectangular"]
["Undefined"]
["Select Lid Type from list"]
["Grated"]
["Solid"]
["Undefined"]
["Vented"]
["Select Lid Material from list"]
["Undefined"]
["Aluminium"]
["Steel"]
["Select Lid Shape from list"]
["Circular"]
["Oval"]
["Rectangular"]
["Undefined"]
["Select Lid Fixing from list"]
["Fixed In Place"]
["Free"]
["Hinged"]
["Hinged With Tie Off"]
["Screwed"]
["Sliding"]
["Undefined"]
["Select Lid Security from list"]
["Bolted"]
["Free"]
["Lockable"]
["Undefined"]
["Welded"]
["Enter Diameter (m)"]
["Enter Length (m)"]
["Enter Width (m)"]
["Enter Height (m)"]
["Enter Volume (m3)"]
["Enter Floor RL (m)"]
["Enter Overflow RL (m)"]
["Enter Manufacturer"]
["Enter Model"]
["Enter Manufacturer"]
["Enter Model"]
["Enter Manufacturer"]
["Enter Model"]
["Enter Manufacturer"]
["Enter Model"]
["Enter Manufacturer"]
["Enter Model"]
["Select Filter Media from list"]
["Boulders"]
["Cage"]
["Cartridge"]
["Earth"]
["Filter Bed"]
["Filter Cloth"]
["Flat Panel"]
["Gravel"]
["Sand"]
["Screen"]
["Soil"]
["Undefined"]
["Select Lining Material from list"]
["Geo Membrane"]
["Polyethylene High Density "]
["Polyvinylchloride"]
["Undefined"]
["Enter Length (mm)"]
["Enter Width (mm)"]
["Enter Diameter (mm)"]
["Enter Depth (mm)"]
["Enter Surface Area (m2)"]
["Enter Infiltration (L/min)"]
["Select Filter Media from list"]
["Boulders"]
["Cage"]
["Cartridge"]
["Earth"]
["Filter Bed"]
["Filter Cloth"]
["Flat Panel"]
["Gravel"]
["Sand"]
["Screen"]
["Soil"]
["Undefined"]
["Select Lining Material from list"]
["Geo Membrane"]
["Polyethylene High Density "]
["Polyvinylchloride"]
["Undefined"]
["Enter Length (mm)"]
["Enter Width (mm)"]
["Enter Diameter (mm)"]
["Enter Depth (mm)"]
["Enter Surface Area (m2)"]
["Enter Infiltration (L/min)"]
["Select Filter Media from list"]
["Boulders"]
["Cage"]
["Cartridge"]
["Earth"]
["Filter Bed"]
["Filter Cloth"]
["Flat Panel"]
["Gravel"]
["Sand"]
["Screen"]
["Soil"]
["Undefined"]
["Select Lining Material from list"]
["Geo Membrane"]
["Polyethylene High Density "]
["Polyvinylchloride"]
["Undefined"]
["Enter Length (mm)"]
["Enter Width (mm)"]
["Enter Diameter (mm)"]
["Enter Depth (mm)"]
["Enter Surface Area (m2)"]
["Enter Infiltration (L/min)"]
["Select Filter Media from list"]
["Boulders"]
["Cage"]
["Cartridge"]
["Earth"]
["Filter Bed"]
["Filter Cloth"]
["Flat Panel"]
["Gravel"]
["Sand"]
["Screen"]
["Soil"]
["Undefined"]
["Select Lining Material from list"]
["Geo Membrane"]
["Polyethylene High Density "]
["Polyvinylchloride"]
["Undefined"]
["Enter Length (mm)"]
["Enter Width (mm)"]
["Enter Diameter (mm)"]
["Enter Depth (mm)"]
["Enter Surface Area (m2)"]
["Enter Infiltration (L/min)"]
["Select Filter Media from list"]
["Boulders"]
["Cage"]
["Cartridge"]
["Earth"]
["Filter Bed"]
["Filter Cloth"]
["Flat Panel"]
["Gravel"]
["Sand"]
["Screen"]
["Soil"]
["Undefined"]
["Select Lining Material from list"]
["Geo Membrane"]
["Polyethylene High Density "]
["Polyvinylchloride"]
["Undefined"]
["Enter Length (mm)"]
["Enter Width (mm)"]
["Enter Diameter (mm)"]
["Enter Depth (mm)"]
["Enter Surface Area (m2)"]
["Enter Infiltration (L/min)"]
["Select Pump Type from list"]
["Axial"]
["Centrifugal"]
["Horizontal - Multistage"]
["Peristaltic"]
["Pressure"]
["Undefined"]
["Vacuum"]
["Vertical - Multistage"]
["Select Input Voltage (V) from list"]
["120V (A.C)"]
["12V (D.C)"]
["240V (A.C)"]
["24V (D.C)"]
["430V (A.C)"]
["Undefined"]
["Enter Design Flow (L/s)"]
["Enter Motor Size (kW)"]
["Enter Isolation Rating (V)"]
["Select Pump Type from list"]
["Axial"]
["Centrifugal"]
["Horizontal - Multistage"]
["Peristaltic"]
["Pressure"]
["Undefined"]
["Vacuum"]
["Vertical - Multistage"]
["Select Input Voltage (V) from list"]
["120V (A.C)"]
["12V (D.C)"]
["240V (A.C)"]
["24V (D.C)"]
["430V (A.C)"]
["Undefined"]
["Enter Design Flow (L/s)"]
["Enter Motor Size (kW)"]
["Enter Isolation Rating (V)"]
["Select Pump Type from list"]
["Axial"]
["Centrifugal"]
["Horizontal - Multistage"]
["Peristaltic"]
["Pressure"]
["Undefined"]
["Vacuum"]
["Vertical - Multistage"]
["Select Input Voltage (V) from list"]
["120V (A.C)"]
["12V (D.C)"]
["240V (A.C)"]
["24V (D.C)"]
["430V (A.C)"]
["Undefined"]
["Enter Design Flow (L/s)"]
["Enter Motor Size (kW)"]
["Enter Isolation Rating (V)"]
["Select Pump Type from list"]
["Axial"]
["Centrifugal"]
["Horizontal - Multistage"]
["Peristaltic"]
["Pressure"]
["Undefined"]
["Vacuum"]
["Vertical - Multistage"]
["Select Input Voltage (V) from list"]
["120V (A.C)"]
["12V (D.C)"]
["240V (A.C)"]
["24V (D.C)"]
["430V (A.C)"]
["Undefined"]
["Enter Design Flow (L/s)"]
["Enter Motor Size (kW)"]
["Enter Isolation Rating (V)"]
["Select Pump Type from list"]
["Axial"]
["Centrifugal"]
["Horizontal - Multistage"]
["Peristaltic"]
["Pressure"]
["Undefined"]
["Vacuum"]
["Vertical - Multistage"]
["Select Input Voltage (V) from list"]
["120V (A.C)"]
["12V (D.C)"]
["240V (A.C)"]
["24V (D.C)"]
["430V (A.C)"]
["Undefined"]
["Enter Design Flow (L/s)"]
["Enter Motor Size (kW)"]
["Enter Isolation Rating (V)"]
["Enter Manufacturer"]
["Enter Model"]
["Enter Serial Number"]
["Enter Warranty Expiry Date"]
["Enter Manufacturer"]
["Enter Model"]
["Enter Serial Number"]
["Enter Warranty Expiry Date"]
["Enter Manufacturer"]
["Enter Model"]
["Enter Serial Number"]
["Enter Warranty Expiry Date"]
["Enter Manufacturer"]
["Enter Model"]
["Enter Serial Number"]
["Enter Warranty Expiry Date"]
["Enter Manufacturer"]
["Enter Model"]
["Enter Serial Number"]
["Enter Warranty Expiry Date"]
["Select Input Voltage (V) from list"]
["120V (A.C)"]
["12V (D.C)"]
["240V (A.C)"]
["24V (D.C)"]
["430V (A.C)"]
["Undefined"]
["Select Control Type from list"]
["Automatic"]
["Manual"]
["SCADA"]
["Semi-automatic"]
["Undefined"]
["Enter Weight (kg)"]
["Enter Motor Output (kW)"]
["Enter Speed (rpm)"]
["Select Input Voltage (V) from list"]
["120V (A.C)"]
["12V (D.C)"]
["240V (A.C)"]
["24V (D.C)"]
["430V (A.C)"]
["Undefined"]
["Select Control Type from list"]
["Automatic"]
["Manual"]
["SCADA"]
["Semi-automatic"]
["Undefined"]
["Enter Weight (kg)"]
["Enter Motor Output (kW)"]
["Enter Speed (rpm)"]
["Select Input Voltage (V) from list"]
["120V (A.C)"]
["12V (D.C)"]
["240V (A.C)"]
["24V (D.C)"]
["430V (A.C)"]
["Undefined"]
["Select Control Type from list"]
["Automatic"]
["Manual"]
["SCADA"]
["Semi-automatic"]
["Undefined"]
["Enter Weight (kg)"]
["Enter Motor Output (kW)"]
["Enter Speed (rpm)"]
["Select Input Voltage (V) from list"]
["120V (A.C)"]
["12V (D.C)"]
["240V (A.C)"]
["24V (D.C)"]
["430V (A.C)"]
["Undefined"]
["Select Control Type from list"]
["Automatic"]
["Manual"]
["SCADA"]
["Semi-automatic"]
["Undefined"]
["Enter Weight (kg)"]
["Enter Motor Output (kW)"]
["Enter Speed (rpm)"]
["Select Input Voltage (V) from list"]
["120V (A.C)"]
["12V (D.C)"]
["240V (A.C)"]
["24V (D.C)"]
["430V (A.C)"]
["Undefined"]
["Select Control Type from list"]
["Automatic"]
["Manual"]
["SCADA"]
["Semi-automatic"]
["Undefined"]
["Enter Weight (kg)"]
["Enter Motor Output (kW)"]
["Enter Speed (rpm)"]
["Enter Manufacturer"]
["Enter Model"]
["Enter Serial Number"]
["Enter Warranty Expiry Date"]
["Enter Manufacturer"]
["Enter Model"]
["Enter Serial Number"]
["Enter Warranty Expiry Date"]
["Enter Manufacturer"]
["Enter Model"]
["Enter Serial Number"]
["Enter Warranty Expiry Date"]
["Enter Manufacturer"]
["Enter Model"]
["Enter Serial Number"]
["Enter Warranty Expiry Date"]
["Enter Manufacturer"]
["Enter Model"]
["Enter Serial Number"]
["Enter Warranty Expiry Date"]
["Select Locality from list"]
["Above Ground - Enclosed"]
["Above Ground - Exposed"]
["Submerged"]
["Undefined"]
["Underground - Buried"]
["Underground - Enclosed"]
["Select Output Voltage (V) from list"]
["120V (A.C)"]
["12V (D.C)"]
["240V (A.C)"]
["24V (D.C)"]
["430V (A.C)"]
["Undefined"]
["Select Input Voltage (V) from list"]
["120V (A.C)"]
["12V (D.C)"]
["240V (A.C)"]
["24V (D.C)"]
["430V (A.C)"]
["Undefined"]
["Select Monitoring Type from list"]
["Internal Logger"]
["Remote Logger"]
["SCADA"]
["Undefined"]
["Enter Power Rating (kW)"]
["Enter Current Rating (A)"]
["Select Locality from list"]
["Above Ground - Enclosed"]
["Above Ground - Exposed"]
["Submerged"]
["Undefined"]
["Underground - Buried"]
["Underground - Enclosed"]
["Select Output Voltage (V) from list"]
["120V (A.C)"]
["12V (D.C)"]
["240V (A.C)"]
["24V (D.C)"]
["430V (A.C)"]
["Undefined"]
["Select Input Voltage (V) from list"]
["120V (A.C)"]
["12V (D.C)"]
["240V (A.C)"]
["24V (D.C)"]
["430V (A.C)"]
["Undefined"]
["Select Monitoring Type from list"]
["Internal Logger"]
["Remote Logger"]
["SCADA"]
["Undefined"]
["Enter Power Rating (kW)"]
["Enter Current Rating (A)"]
["Select Locality from list"]
["Above Ground - Enclosed"]
["Above Ground - Exposed"]
["Submerged"]
["Undefined"]
["Underground - Buried"]
["Underground - Enclosed"]
["Select Output Voltage (V) from list"]
["120V (A.C)"]
["12V (D.C)"]
["240V (A.C)"]
["24V (D.C)"]
["430V (A.C)"]
["Undefined"]
["Select Input Voltage (V) from list"]
["120V (A.C)"]
["12V (D.C)"]
["240V (A.C)"]
["24V (D.C)"]
["430V (A.C)"]
["Undefined"]
["Select Monitoring Type from list"]
["Internal Logger"]
["Remote Logger"]
["SCADA"]
["Undefined"]
["Enter Power Rating (kW)"]
["Enter Current Rating (A)"]
["Select Locality from list"]
["Above Ground - Enclosed"]
["Above Ground - Exposed"]
["Submerged"]
["Undefined"]
["Underground - Buried"]
["Underground - Enclosed"]
["Select Output Voltage (V) from list"]
["120V (A.C)"]
["12V (D.C)"]
["240V (A.C)"]
["24V (D.C)"]
["430V (A.C)"]
["Undefined"]
["Select Input Voltage (V) from list"]
["120V (A.C)"]
["12V (D.C)"]
["240V (A.C)"]
["24V (D.C)"]
["430V (A.C)"]
["Undefined"]
["Select Monitoring Type from list"]
["Internal Logger"]
["Remote Logger"]
["SCADA"]
["Undefined"]
["Enter Power Rating (kW)"]
["Enter Current Rating (A)"]
["Select Locality from list"]
["Above Ground - Enclosed"]
["Above Ground - Exposed"]
["Submerged"]
["Undefined"]
["Underground - Buried"]
["Underground - Enclosed"]
["Select Output Voltage (V) from list"]
["120V (A.C)"]
["12V (D.C)"]
["240V (A.C)"]
["24V (D.C)"]
["430V (A.C)"]
["Undefined"]
["Select Input Voltage (V) from list"]
["120V (A.C)"]
["12V (D.C)"]
["240V (A.C)"]
["24V (D.C)"]
["430V (A.C)"]
["Undefined"]
["Select Monitoring Type from list"]
["Internal Logger"]
["Remote Logger"]
["SCADA"]
["Undefined"]
["Enter Power Rating (kW)"]
["Enter Current Rating (A)"]
["Enter Manufacturer"]
["Enter Model"]
["Enter Serial Number"]
["Enter Warranty Expiry Date"]
["Enter Manufacturer"]
["Enter Model"]
["Enter Serial Number"]
["Enter Warranty Expiry Date"]
["Enter Manufacturer"]
["Enter Model"]
["Enter Serial Number"]
["Enter Warranty Expiry Date"]
["Enter Manufacturer"]
["Enter Model"]
["Enter Serial Number"]
["Enter Warranty Expiry Date"]
["Enter Manufacturer"]
["Enter Model"]
["Enter Serial Number"]
["Enter Warranty Expiry Date"]
["Select Casing Material from list"]
["Cast Iron"]
["Concrete"]
["Polyvinylchloride"]
["Steel"]
["Undefined"]
["Enter Diameter (mm)"]
["Enter Depth (m)"]
["Enter Ground RL (m)"]
["Enter ECan Well Reference"]
["Enter ECan Consent Number"]
["Enter Screen 1 Top RL (m)"]
["Enter Screen 1 Base RL (m)"]
["Enter Screen 2 Top RL (m)"]
["Enter Screen 2 Base RL (m)"]
["Enter Screen 3 Top RL (m)"]
["Enter Screen 3 Base RL (m)"]
["Select Casing Material from list"]
["Cast Iron"]
["Concrete"]
["Polyvinylchloride"]
["Steel"]
["Undefined"]
["Enter Diameter (mm)"]
["Enter Depth (m)"]
["Enter Ground RL (m)"]
["Enter ECan Well Reference"]
["Enter ECan Consent Number"]
["Enter Screen 1 Top RL (m)"]
["Enter Screen 1 Base RL (m)"]
["Enter Screen 2 Top RL (m)"]
["Enter Screen 2 Base RL (m)"]
["Enter Screen 3 Top RL (m)"]
["Enter Screen 3 Base RL (m)"]
["Select Casing Material from list"]
["Cast Iron"]
["Concrete"]
["Polyvinylchloride"]
["Steel"]
["Undefined"]
["Enter Diameter (mm)"]
["Enter Depth (m)"]
["Enter Ground RL (m)"]
["Enter ECan Well Reference"]
["Enter ECan Consent Number"]
["Enter Screen 1 Top RL (m)"]
["Enter Screen 1 Base RL (m)"]
["Enter Screen 2 Top RL (m)"]
["Enter Screen 2 Base RL (m)"]
["Enter Screen 3 Top RL (m)"]
["Enter Screen 3 Base RL (m)"]
["Select Casing Material from list"]
["Cast Iron"]
["Concrete"]
["Polyvinylchloride"]
["Steel"]
["Undefined"]
["Enter Diameter (mm)"]
["Enter Depth (m)"]
["Enter Ground RL (m)"]
["Enter ECan Well Reference"]
["Enter ECan Consent Number"]
["Enter Screen 1 Top RL (m)"]
["Enter Screen 1 Base RL (m)"]
["Enter Screen 2 Top RL (m)"]
["Enter Screen 2 Base RL (m)"]
["Enter Screen 3 Top RL (m)"]
["Enter Screen 3 Base RL (m)"]
["Select Casing Material from list"]
["Cast Iron"]
["Concrete"]
["Polyvinylchloride"]
["Steel"]
["Undefined"]
["Enter Diameter (mm)"]
["Enter Depth (m)"]
["Enter Ground RL (m)"]
["Enter ECan Well Reference"]
["Enter ECan Consent Number"]
["Enter Screen 1 Top RL (m)"]
["Enter Screen 1 Base RL (m)"]
["Enter Screen 2 Top RL (m)"]
["Enter Screen 2 Base RL (m)"]
["Enter Screen 3 Top RL (m)"]
["Enter Screen 3 Base RL (m)"]
["Select Casing Material from list"]
["Cast Iron"]
["Concrete"]
["Polyvinylchloride"]
["Steel"]
["Undefined"]
["Enter Diameter (mm)"]
["Enter Depth (m)"]
["Enter Ground RL (m)"]
["Enter ECan Well Reference"]
["Enter ECan Consent Number"]
["Enter Screen 1 Top RL (m)"]
["Enter Screen 1 Base RL (m)"]
["Enter Screen 2 Top RL (m)"]
["Enter Screen 2 Base RL (m)"]
["Enter Screen 3 Top RL (m)"]
["Enter Screen 3 Base RL (m)"]
["Select Casing Material from list"]
["Cast Iron"]
["Concrete"]
["Polyvinylchloride"]
["Steel"]
["Undefined"]
["Enter Diameter (mm)"]
["Enter Depth (m)"]
["Enter Ground RL (m)"]
["Enter ECan Well Reference"]
["Enter ECan Consent Number"]
["Enter Screen 1 Top RL (m)"]
["Enter Screen 1 Base RL (m)"]
["Enter Screen 2 Top RL (m)"]
["Enter Screen 2 Base RL (m)"]
["Enter Screen 3 Top RL (m)"]
["Enter Screen 3 Base RL (m)"]
["Select Casing Material from list"]
["Cast Iron"]
["Concrete"]
["Polyvinylchloride"]
["Steel"]
["Undefined"]
["Enter Diameter (mm)"]
["Enter Depth (m)"]
["Enter Ground RL (m)"]
["Enter ECan Well Reference"]
["Enter ECan Consent Number"]
["Enter Screen 1 Top RL (m)"]
["Enter Screen 1 Base RL (m)"]
["Enter Screen 2 Top RL (m)"]
["Enter Screen 2 Base RL (m)"]
["Enter Screen 3 Top RL (m)"]
["Enter Screen 3 Base RL (m)"]
["Select Casing Material from list"]
["Cast Iron"]
["Concrete"]
["Polyvinylchloride"]
["Steel"]
["Undefined"]
["Enter Diameter (mm)"]
["Enter Depth (m)"]
["Enter Ground RL (m)"]
["Enter ECan Well Reference"]
["Enter ECan Consent Number"]
["Enter Screen 1 Top RL (m)"]
["Enter Screen 1 Base RL (m)"]
["Enter Screen 2 Top RL (m)"]
["Enter Screen 2 Base RL (m)"]
["Enter Screen 3 Top RL (m)"]
["Enter Screen 3 Base RL (m)"]
["Select Casing Material from list"]
["Cast Iron"]
["Concrete"]
["Polyvinylchloride"]
["Steel"]
["Undefined"]
["Enter Diameter (mm)"]
["Enter Depth (m)"]
["Enter Ground RL (m)"]
["Enter ECan Well Reference"]
["Enter ECan Consent Number"]
["Enter Screen 1 Top RL (m)"]
["Enter Screen 1 Base RL (m)"]
["Enter Screen 2 Top RL (m)"]
["Enter Screen 2 Base RL (m)"]
["Enter Screen 3 Top RL (m)"]
["Enter Screen 3 Base RL (m)"]
["Select Material from list"]
["Brick"]
["Cast Iron"]
["Concrete - Reinforced"]
["Concrete - Unreinforced"]
["Concrete Block"]
["Corrugated  Steel"]
["Corrugated Aluminium"]
["Ductile Iron"]
["Fibreglass"]
["Glazed Earthenware"]
["Polyethylene"]
["Polyvinylchloride"]
["Timber"]
["Undefined"]
["Stainless Steel"]
["Select Construction Method from list"]
["Cast In-situ"]
["Precast"]
["Prefabricated"]
["Tilt Slab"]
["Undefined"]
["Select Chamber Shape from list"]
["Circular"]
["Irregular"]
["Oval"]
["Rectangular"]
["Undefined"]
["Select Lid Type from list"]
["Grated"]
["Solid"]
["Undefined"]
["Vented"]
["Select Lid Material from list"]
["Undefined"]
["Aluminium"]
["Steel"]
["Select Lid Shape from list"]
["Circular"]
["Oval"]
["Rectangular"]
["Undefined"]
["Select Lid Fixing from list"]
["Fixed In Place"]
["Free"]
["Hinged"]
["Hinged With Tie Off"]
["Screwed"]
["Sliding"]
["Undefined"]
["Select Lid Security from list"]
["Bolted"]
["Free"]
["Lockable"]
["Undefined"]
["Welded"]
["Select Lid Class from list"]
["Class A - Footpaths  For Pedestrians And Cycle ways"]
["Class B - Footpaths For Light Vehicle, Pedestrian Precincts"]
["Class C - Pedestrian Areas With Slow Moving Commercial Vehicles, Parkside Areas, Kerbsides"]
["Class D - Carriageways Roads For Commercial Vehicles"]
["Class E - Industrial Areas"]
["Undefined"]
["Enter Diameter (m)"]
["Enter Length (m)"]
["Enter Width (m)"]
["Enter Depth (m)"]
["Enter Lid RL (m)"]
["Enter Base RL (m)"]
["Enter Lid Diameter (mm)"]
["Enter Lid Length (mm)"]
["Enter Lid Width (mm)"]
["Select Material from list"]
["Brick"]
["Cast Iron"]
["Concrete - Reinforced"]
["Concrete - Unreinforced"]
["Concrete Block"]
["Corrugated  Steel"]
["Corrugated Aluminium"]
["Ductile Iron"]
["Fibreglass"]
["Glazed Earthenware"]
["Polyethylene"]
["Polyvinylchloride"]
["Timber"]
["Undefined"]
["Stainless Steel"]
["Select Construction Method from list"]
["Cast In-situ"]
["Precast"]
["Prefabricated"]
["Tilt Slab"]
["Undefined"]
["Select Chamber Shape from list"]
["Circular"]
["Irregular"]
["Oval"]
["Rectangular"]
["Undefined"]
["Select Lid Type from list"]
["Grated"]
["Solid"]
["Undefined"]
["Vented"]
["Select Lid Material from list"]
["Undefined"]
["Aluminium"]
["Steel"]
["Select Lid Shape from list"]
["Circular"]
["Oval"]
["Rectangular"]
["Undefined"]
["Select Lid Fixing from list"]
["Fixed In Place"]
["Free"]
["Hinged"]
["Hinged With Tie Off"]
["Screwed"]
["Sliding"]
["Undefined"]
["Select Lid Security from list"]
["Bolted"]
["Free"]
["Lockable"]
["Undefined"]
["Welded"]
["Select Lid Class from list"]
["Class A - Footpaths  For Pedestrians And Cycle ways"]
["Class B - Footpaths For Light Vehicle, Pedestrian Precincts"]
["Class C - Pedestrian Areas With Slow Moving Commercial Vehicles, Parkside Areas, Kerbsides"]
["Class D - Carriageways Roads For Commercial Vehicles"]
["Class E - Industrial Areas"]
["Undefined"]
["Enter Diameter (m)"]
["Enter Length (m)"]
["Enter Width (m)"]
["Enter Depth (m)"]
["Enter Lid RL (m)"]
["Enter Base RL (m)"]
["Enter Lid Diameter (mm)"]
["Enter Lid Length (mm)"]
["Enter Lid Width (mm)"]
["Select Material from list"]
["Brick"]
["Cast Iron"]
["Concrete - Reinforced"]
["Concrete - Unreinforced"]
["Concrete Block"]
["Corrugated  Steel"]
["Corrugated Aluminium"]
["Ductile Iron"]
["Fibreglass"]
["Glazed Earthenware"]
["Polyethylene"]
["Polyvinylchloride"]
["Timber"]
["Undefined"]
["Stainless Steel"]
["Select Construction Method from list"]
["Cast In-situ"]
["Precast"]
["Prefabricated"]
["Tilt Slab"]
["Undefined"]
["Select Chamber Shape from list"]
["Circular"]
["Irregular"]
["Oval"]
["Rectangular"]
["Undefined"]
["Select Lid Type from list"]
["Grated"]
["Solid"]
["Undefined"]
["Vented"]
["Select Lid Material from list"]
["Undefined"]
["Aluminium"]
["Steel"]
["Select Lid Shape from list"]
["Circular"]
["Oval"]
["Rectangular"]
["Undefined"]
["Select Lid Fixing from list"]
["Fixed In Place"]
["Free"]
["Hinged"]
["Hinged With Tie Off"]
["Screwed"]
["Sliding"]
["Undefined"]
["Select Lid Security from list"]
["Bolted"]
["Free"]
["Lockable"]
["Undefined"]
["Welded"]
["Select Lid Class from list"]
["Class A - Footpaths  For Pedestrians And Cycle ways"]
["Class B - Footpaths For Light Vehicle, Pedestrian Precincts"]
["Class C - Pedestrian Areas With Slow Moving Commercial Vehicles, Parkside Areas, Kerbsides"]
["Class D - Carriageways Roads For Commercial Vehicles"]
["Class E - Industrial Areas"]
["Undefined"]
["Enter Diameter (m)"]
["Enter Length (m)"]
["Enter Width (m)"]
["Enter Depth (m)"]
["Enter Lid RL (m)"]
["Enter Base RL (m)"]
["Enter Lid Diameter (mm)"]
["Enter Lid Length (mm)"]
["Enter Lid Width (mm)"]
["Select Material from list"]
["Brick"]
["Cast Iron"]
["Concrete - Reinforced"]
["Concrete - Unreinforced"]
["Concrete Block"]
["Corrugated  Steel"]
["Corrugated Aluminium"]
["Ductile Iron"]
["Fibreglass"]
["Glazed Earthenware"]
["Polyethylene"]
["Polyvinylchloride"]
["Timber"]
["Undefined"]
["Stainless Steel"]
["Select Construction Method from list"]
["Cast In-situ"]
["Precast"]
["Prefabricated"]
["Tilt Slab"]
["Undefined"]
["Select Chamber Shape from list"]
["Circular"]
["Irregular"]
["Oval"]
["Rectangular"]
["Undefined"]
["Select Lid Type from list"]
["Grated"]
["Solid"]
["Undefined"]
["Vented"]
["Select Lid Material from list"]
["Undefined"]
["Aluminium"]
["Steel"]
["Select Lid Shape from list"]
["Circular"]
["Oval"]
["Rectangular"]
["Undefined"]
["Select Lid Fixing from list"]
["Fixed In Place"]
["Free"]
["Hinged"]
["Hinged With Tie Off"]
["Screwed"]
["Sliding"]
["Undefined"]
["Select Lid Security from list"]
["Bolted"]
["Free"]
["Lockable"]
["Undefined"]
["Welded"]
["Select Lid Class from list"]
["Class A - Footpaths  For Pedestrians And Cycle ways"]
["Class B - Footpaths For Light Vehicle, Pedestrian Precincts"]
["Class C - Pedestrian Areas With Slow Moving Commercial Vehicles, Parkside Areas, Kerbsides"]
["Class D - Carriageways Roads For Commercial Vehicles"]
["Class E - Industrial Areas"]
["Undefined"]
["Enter Diameter (m)"]
["Enter Length (m)"]
["Enter Width (m)"]
["Enter Depth (m)"]
["Enter Lid RL (m)"]
["Enter Base RL (m)"]
["Enter Lid Diameter (mm)"]
["Enter Lid Length (mm)"]
["Enter Lid Width (mm)"]
["Select Material from list"]
["Brick"]
["Cast Iron"]
["Concrete - Reinforced"]
["Concrete - Unreinforced"]
["Concrete Block"]
["Corrugated  Steel"]
["Corrugated Aluminium"]
["Ductile Iron"]
["Fibreglass"]
["Glazed Earthenware"]
["Polyethylene"]
["Polyvinylchloride"]
["Timber"]
["Undefined"]
["Stainless Steel"]
["Select Construction Method from list"]
["Cast In-situ"]
["Precast"]
["Prefabricated"]
["Tilt Slab"]
["Undefined"]
["Select Chamber Shape from list"]
["Circular"]
["Irregular"]
["Oval"]
["Rectangular"]
["Undefined"]
["Select Lid Type from list"]
["Grated"]
["Solid"]
["Undefined"]
["Vented"]
["Select Lid Material from list"]
["Undefined"]
["Aluminium"]
["Steel"]
["Select Lid Shape from list"]
["Circular"]
["Oval"]
["Rectangular"]
["Undefined"]
["Select Lid Fixing from list"]
["Fixed In Place"]
["Free"]
["Hinged"]
["Hinged With Tie Off"]
["Screwed"]
["Sliding"]
["Undefined"]
["Select Lid Security from list"]
["Bolted"]
["Free"]
["Lockable"]
["Undefined"]
["Welded"]
["Select Lid Class from list"]
["Class A - Footpaths  For Pedestrians And Cycle ways"]
["Class B - Footpaths For Light Vehicle, Pedestrian Precincts"]
["Class C - Pedestrian Areas With Slow Moving Commercial Vehicles, Parkside Areas, Kerbsides"]
["Class D - Carriageways Roads For Commercial Vehicles"]
["Class E - Industrial Areas"]
["Undefined"]
["Enter Diameter (m)"]
["Enter Length (m)"]
["Enter Width (m)"]
["Enter Depth (m)"]
["Enter Lid RL (m)"]
["Enter Base RL (m)"]
["Enter Lid Diameter (mm)"]
["Enter Lid Length (mm)"]
["Enter Lid Width (mm)"]
["Enter Manufacturer"]
["Enter Model"]
["Enter Manufacturer"]
["Enter Model"]
["Enter Manufacturer"]
["Enter Model"]
["Enter Manufacturer"]
["Enter Model"]
["Enter Manufacturer"]
["Enter Model"]
["Select Material from list"]
["Concrete - Reinforced"]
["Aluminium"]
["Concrete - Unreinforced"]
["Concrete Block"]
["Fibre Cement Sheets"]
["Steel"]
["Timber"]
["Undefined"]
["Select Construction Method from list"]
["Cast In-situ"]
["Precast"]
["Prefabricated"]
["Tilt Slab"]
["Undefined"]
["Enter Length (m)"]
["Enter Width (m)"]
["Select Material from list"]
["Concrete - Reinforced"]
["Aluminium"]
["Concrete - Unreinforced"]
["Concrete Block"]
["Fibre Cement Sheets"]
["Steel"]
["Timber"]
["Undefined"]
["Select Construction Method from list"]
["Cast In-situ"]
["Precast"]
["Prefabricated"]
["Tilt Slab"]
["Undefined"]
["Enter Length (m)"]
["Enter Width (m)"]
["Select Material from list"]
["Concrete - Reinforced"]
["Aluminium"]
["Concrete - Unreinforced"]
["Concrete Block"]
["Fibre Cement Sheets"]
["Steel"]
["Timber"]
["Undefined"]
["Select Construction Method from list"]
["Cast In-situ"]
["Precast"]
["Prefabricated"]
["Tilt Slab"]
["Undefined"]
["Enter Length (m)"]
["Enter Width (m)"]
["Select Material from list"]
["Concrete - Reinforced"]
["Aluminium"]
["Concrete - Unreinforced"]
["Concrete Block"]
["Fibre Cement Sheets"]
["Steel"]
["Timber"]
["Undefined"]
["Select Construction Method from list"]
["Cast In-situ"]
["Precast"]
["Prefabricated"]
["Tilt Slab"]
["Undefined"]
["Enter Length (m)"]
["Enter Width (m)"]
["Select Material from list"]
["Concrete - Reinforced"]
["Aluminium"]
["Concrete - Unreinforced"]
["Concrete Block"]
["Fibre Cement Sheets"]
["Steel"]
["Timber"]
["Undefined"]
["Select Construction Method from list"]
["Cast In-situ"]
["Precast"]
["Prefabricated"]
["Tilt Slab"]
["Undefined"]
["Enter Length (m)"]
["Enter Width (m)"]
["Select Property Use from list"]
["Accommodation"]
["Bar"]
["Council"]
["Commercial"]
["Domestic"]
["Industrial"]
["Not Applicable"]
["Undefined"]
["Office"]
["Other"]
["Public Service"]
["Public Use"]
["Residential"]
["Restaurant"]
["Retail"]
["School"]
["Select Valve Type from list"]
["Air Release (Standard)"]
["Altitude"]
["Ball"]
["Butterfly"]
["Combination Air"]
["Diaphragm"]
["Duck Bill"]
["Float"]
["Flow Control"]
["Gate"]
["Non Return Valve"]
["Penstock"]
["Plug (Tap)"]
["Undefined"]
["Select Box Type from list"]
["Aluminium"]
["Cast Iron"]
["None"]
["Plastic - Jumbo"]
["Plastic - Narrow"]
["Plastic - Old"]
["Plastic - Regular"]
["RPZ Cover"]
["Steel Cage"]
["Timber"]
["Undefined"]
["Enter Diameter (mm)"]
["Enter Isolation Valve Qty"]
["Select Property Use from list"]
["Accommodation"]
["Bar"]
["Council"]
["Commercial"]
["Domestic"]
["Industrial"]
["Not Applicable"]
["Undefined"]
["Office"]
["Other"]
["Public Service"]
["Public Use"]
["Residential"]
["Restaurant"]
["Retail"]
["School"]
["Select Valve Type from list"]
["Air Release (Standard)"]
["Altitude"]
["Ball"]
["Butterfly"]
["Combination Air"]
["Diaphragm"]
["Duck Bill"]
["Float"]
["Flow Control"]
["Gate"]
["Non Return Valve"]
["Penstock"]
["Plug (Tap)"]
["Undefined"]
["Select Box Type from list"]
["Aluminium"]
["Cast Iron"]
["None"]
["Plastic - Jumbo"]
["Plastic - Narrow"]
["Plastic - Old"]
["Plastic - Regular"]
["RPZ Cover"]
["Steel Cage"]
["Timber"]
["Undefined"]
["Enter Diameter (mm)"]
["Enter Isolation Valve Qty"]
["Select Property Use from list"]
["Accommodation"]
["Bar"]
["Council"]
["Commercial"]
["Domestic"]
["Industrial"]
["Not Applicable"]
["Undefined"]
["Office"]
["Other"]
["Public Service"]
["Public Use"]
["Residential"]
["Restaurant"]
["Retail"]
["School"]
["Select Valve Type from list"]
["Air Release (Standard)"]
["Altitude"]
["Ball"]
["Butterfly"]
["Combination Air"]
["Diaphragm"]
["Duck Bill"]
["Float"]
["Flow Control"]
["Gate"]
["Non Return Valve"]
["Penstock"]
["Plug (Tap)"]
["Undefined"]
["Select Box Type from list"]
["Aluminium"]
["Cast Iron"]
["None"]
["Plastic - Jumbo"]
["Plastic - Narrow"]
["Plastic - Old"]
["Plastic - Regular"]
["RPZ Cover"]
["Steel Cage"]
["Timber"]
["Undefined"]
["Enter Diameter (mm)"]
["Enter Isolation Valve Qty"]
["Select Property Use from list"]
["Accommodation"]
["Bar"]
["Council"]
["Commercial"]
["Domestic"]
["Industrial"]
["Not Applicable"]
["Undefined"]
["Office"]
["Other"]
["Public Service"]
["Public Use"]
["Residential"]
["Restaurant"]
["Retail"]
["School"]
["Select Valve Type from list"]
["Air Release (Standard)"]
["Altitude"]
["Ball"]
["Butterfly"]
["Combination Air"]
["Diaphragm"]
["Duck Bill"]
["Float"]
["Flow Control"]
["Gate"]
["Non Return Valve"]
["Penstock"]
["Plug (Tap)"]
["Undefined"]
["Select Box Type from list"]
["Aluminium"]
["Cast Iron"]
["None"]
["Plastic - Jumbo"]
["Plastic - Narrow"]
["Plastic - Old"]
["Plastic - Regular"]
["RPZ Cover"]
["Steel Cage"]
["Timber"]
["Undefined"]
["Enter Diameter (mm)"]
["Enter Isolation Valve Qty"]
["Select Property Use from list"]
["Accommodation"]
["Bar"]
["Council"]
["Commercial"]
["Domestic"]
["Industrial"]
["Not Applicable"]
["Undefined"]
["Office"]
["Other"]
["Public Service"]
["Public Use"]
["Residential"]
["Restaurant"]
["Retail"]
["School"]
["Select Valve Type from list"]
["Air Release (Standard)"]
["Altitude"]
["Ball"]
["Butterfly"]
["Combination Air"]
["Diaphragm"]
["Duck Bill"]
["Float"]
["Flow Control"]
["Gate"]
["Non Return Valve"]
["Penstock"]
["Plug (Tap)"]
["Undefined"]
["Select Box Type from list"]
["Aluminium"]
["Cast Iron"]
["None"]
["Plastic - Jumbo"]
["Plastic - Narrow"]
["Plastic - Old"]
["Plastic - Regular"]
["RPZ Cover"]
["Steel Cage"]
["Timber"]
["Undefined"]
["Enter Diameter (mm)"]
["Enter Isolation Valve Qty"]
["Select Material from list"]
["Concrete - Reinforced"]
["Aluminium"]
["Concrete - Unreinforced"]
["Concrete Block"]
["Fibre Cement Sheets"]
["Steel"]
["Timber"]
["Undefined"]
["Select Construction Method from list"]
["Cast In-situ"]
["Precast"]
["Prefabricated"]
["Tilt Slab"]
["Undefined"]
["Enter Length (m)"]
["Enter Width (m)"]
["Enter Height (m)"]
["Select Material from list"]
["Concrete - Reinforced"]
["Aluminium"]
["Concrete - Unreinforced"]
["Concrete Block"]
["Fibre Cement Sheets"]
["Steel"]
["Timber"]
["Undefined"]
["Select Construction Method from list"]
["Cast In-situ"]
["Precast"]
["Prefabricated"]
["Tilt Slab"]
["Undefined"]
["Enter Length (m)"]
["Enter Width (m)"]
["Enter Height (m)"]
["Select Material from list"]
["Concrete - Reinforced"]
["Aluminium"]
["Concrete - Unreinforced"]
["Concrete Block"]
["Fibre Cement Sheets"]
["Steel"]
["Timber"]
["Undefined"]
["Select Construction Method from list"]
["Cast In-situ"]
["Precast"]
["Prefabricated"]
["Tilt Slab"]
["Undefined"]
["Enter Length (m)"]
["Enter Width (m)"]
["Enter Height (m)"]
["Select Material from list"]
["Concrete - Reinforced"]
["Aluminium"]
["Concrete - Unreinforced"]
["Concrete Block"]
["Fibre Cement Sheets"]
["Steel"]
["Timber"]
["Undefined"]
["Select Construction Method from list"]
["Cast In-situ"]
["Precast"]
["Prefabricated"]
["Tilt Slab"]
["Undefined"]
["Enter Length (m)"]
["Enter Width (m)"]
["Enter Height (m)"]
["Select Material from list"]
["Concrete - Reinforced"]
["Aluminium"]
["Concrete - Unreinforced"]
["Concrete Block"]
["Fibre Cement Sheets"]
["Steel"]
["Timber"]
["Undefined"]
["Select Construction Method from list"]
["Cast In-situ"]
["Precast"]
["Prefabricated"]
["Tilt Slab"]
["Undefined"]
["Enter Length (m)"]
["Enter Width (m)"]
["Enter Height (m)"]
["Select Property Use from list"]
["Accommodation"]
["Bar"]
["Council"]
["Commercial"]
["Domestic"]
["Industrial"]
["Not Applicable"]
["Undefined"]
["Office"]
["Other"]
["Public Service"]
["Public Use"]
["Residential"]
["Restaurant"]
["Retail"]
["School"]
["Enter Race Permit Number"]
["Select Property Use from list"]
["Accommodation"]
["Bar"]
["Council"]
["Commercial"]
["Domestic"]
["Industrial"]
["Not Applicable"]
["Undefined"]
["Office"]
["Other"]
["Public Service"]
["Public Use"]
["Residential"]
["Restaurant"]
["Retail"]
["School"]
["Enter Race Permit Number"]
["Select Property Use from list"]
["Accommodation"]
["Bar"]
["Council"]
["Commercial"]
["Domestic"]
["Industrial"]
["Not Applicable"]
["Undefined"]
["Office"]
["Other"]
["Public Service"]
["Public Use"]
["Residential"]
["Restaurant"]
["Retail"]
["School"]
["Enter Race Permit Number"]
["Select Property Use from list"]
["Accommodation"]
["Bar"]
["Council"]
["Commercial"]
["Domestic"]
["Industrial"]
["Not Applicable"]
["Undefined"]
["Office"]
["Other"]
["Public Service"]
["Public Use"]
["Residential"]
["Restaurant"]
["Retail"]
["School"]
["Enter Race Permit Number"]
["Select Property Use from list"]
["Accommodation"]
["Bar"]
["Council"]
["Commercial"]
["Domestic"]
["Industrial"]
["Not Applicable"]
["Undefined"]
["Office"]
["Other"]
["Public Service"]
["Public Use"]
["Residential"]
["Restaurant"]
["Retail"]
["School"]
["Enter Race Permit Number"]
["Select Lining Material from list"]
["Clay"]
["Concrete"]
["Geo Synthetic Liner"]
["Natural"]
["Polyamide"]
["Polyester"]
["Polyethylene"]
["Polypropylene"]
["Polyvinylchloride"]
["Rock"]
["Timber"]
["Undefined"]
["Unlined"]
["Enter Base Length (m)"]
["Enter Base Width (m)"]
["Enter Base Area (m2)"]
["Enter Volume (m3)"]
["Enter Top RL (m)"]
["Enter Base RL (m)"]
["Enter Overflow RL (m)"]
["Select Lining Material from list"]
["Clay"]
["Concrete"]
["Geo Synthetic Liner"]
["Natural"]
["Polyamide"]
["Polyester"]
["Polyethylene"]
["Polypropylene"]
["Polyvinylchloride"]
["Rock"]
["Timber"]
["Undefined"]
["Unlined"]
["Enter Base Length (m)"]
["Enter Base Width (m)"]
["Enter Base Area (m2)"]
["Enter Volume (m3)"]
["Enter Top RL (m)"]
["Enter Base RL (m)"]
["Enter Overflow RL (m)"]
["Select Lining Material from list"]
["Clay"]
["Concrete"]
["Geo Synthetic Liner"]
["Natural"]
["Polyamide"]
["Polyester"]
["Polyethylene"]
["Polypropylene"]
["Polyvinylchloride"]
["Rock"]
["Timber"]
["Undefined"]
["Unlined"]
["Enter Base Length (m)"]
["Enter Base Width (m)"]
["Enter Base Area (m2)"]
["Enter Volume (m3)"]
["Enter Top RL (m)"]
["Enter Base RL (m)"]
["Enter Overflow RL (m)"]
["Select Lining Material from list"]
["Clay"]
["Concrete"]
["Geo Synthetic Liner"]
["Natural"]
["Polyamide"]
["Polyester"]
["Polyethylene"]
["Polypropylene"]
["Polyvinylchloride"]
["Rock"]
["Timber"]
["Undefined"]
["Unlined"]
["Enter Base Length (m)"]
["Enter Base Width (m)"]
["Enter Base Area (m2)"]
["Enter Volume (m3)"]
["Enter Top RL (m)"]
["Enter Base RL (m)"]
["Enter Overflow RL (m)"]
["Select Lining Material from list"]
["Clay"]
["Concrete"]
["Geo Synthetic Liner"]
["Natural"]
["Polyamide"]
["Polyester"]
["Polyethylene"]
["Polypropylene"]
["Polyvinylchloride"]
["Rock"]
["Timber"]
["Undefined"]
["Unlined"]
["Enter Base Length (m)"]
["Enter Base Width (m)"]
["Enter Base Area (m2)"]
["Enter Volume (m3)"]
["Enter Top RL (m)"]
["Enter Base RL (m)"]
["Enter Overflow RL (m)"]
["Select Material from list"]
["Brick"]
["Cast Iron"]
["Concrete - Reinforced"]
["Concrete - Unreinforced"]
["Concrete Block"]
["Corrugated  Steel"]
["Corrugated Aluminium"]
["Ductile Iron"]
["Fibreglass"]
["Glazed Earthenware"]
["Polyethylene"]
["Polyvinylchloride"]
["Timber"]
["Undefined"]
["Stainless Steel"]
["Select Construction Method from list"]
["Cast In-situ"]
["Precast"]
["Prefabricated"]
["Tilt Slab"]
["Undefined"]
["Select Tank Shape from list"]
["Circular"]
["Irregular"]
["Oval"]
["Rectangular"]
["Undefined"]
["Select Lid Type from list"]
["Grated"]
["Solid"]
["Undefined"]
["Vented"]
["Select Lid Material from list"]
["Undefined"]
["Aluminium"]
["Steel"]
["Select Lid Shape from list"]
["Circular"]
["Oval"]
["Rectangular"]
["Undefined"]
["Select Lid Fixing from list"]
["Fixed In Place"]
["Free"]
["Hinged"]
["Hinged With Tie Off"]
["Screwed"]
["Sliding"]
["Undefined"]
["Select Lid Security from list"]
["Bolted"]
["Free"]
["Lockable"]
["Undefined"]
["Welded"]
["Enter Diameter (m)"]
["Enter Length (m)"]
["Enter Width (m)"]
["Enter Height (m)"]
["Enter Volume (m3)"]
["Enter Floor RL (m)"]
["Enter Inlet RL (m)"]
["Enter Overflow RL (m)"]
["Select Material from list"]
["Brick"]
["Cast Iron"]
["Concrete - Reinforced"]
["Concrete - Unreinforced"]
["Concrete Block"]
["Corrugated  Steel"]
["Corrugated Aluminium"]
["Ductile Iron"]
["Fibreglass"]
["Glazed Earthenware"]
["Polyethylene"]
["Polyvinylchloride"]
["Timber"]
["Undefined"]
["Stainless Steel"]
["Select Construction Method from list"]
["Cast In-situ"]
["Precast"]
["Prefabricated"]
["Tilt Slab"]
["Undefined"]
["Select Tank Shape from list"]
["Circular"]
["Irregular"]
["Oval"]
["Rectangular"]
["Undefined"]
["Select Lid Type from list"]
["Grated"]
["Solid"]
["Undefined"]
["Vented"]
["Select Lid Material from list"]
["Undefined"]
["Aluminium"]
["Steel"]
["Select Lid Shape from list"]
["Circular"]
["Oval"]
["Rectangular"]
["Undefined"]
["Select Lid Fixing from list"]
["Fixed In Place"]
["Free"]
["Hinged"]
["Hinged With Tie Off"]
["Screwed"]
["Sliding"]
["Undefined"]
["Select Lid Security from list"]
["Bolted"]
["Free"]
["Lockable"]
["Undefined"]
["Welded"]
["Enter Diameter (m)"]
["Enter Length (m)"]
["Enter Width (m)"]
["Enter Height (m)"]
["Enter Volume (m3)"]
["Enter Floor RL (m)"]
["Enter Inlet RL (m)"]
["Enter Overflow RL (m)"]
["Select Material from list"]
["Brick"]
["Cast Iron"]
["Concrete - Reinforced"]
["Concrete - Unreinforced"]
["Concrete Block"]
["Corrugated  Steel"]
["Corrugated Aluminium"]
["Ductile Iron"]
["Fibreglass"]
["Glazed Earthenware"]
["Polyethylene"]
["Polyvinylchloride"]
["Timber"]
["Undefined"]
["Stainless Steel"]
["Select Construction Method from list"]
["Cast In-situ"]
["Precast"]
["Prefabricated"]
["Tilt Slab"]
["Undefined"]
["Select Tank Shape from list"]
["Circular"]
["Irregular"]
["Oval"]
["Rectangular"]
["Undefined"]
["Select Lid Type from list"]
["Grated"]
["Solid"]
["Undefined"]
["Vented"]
["Select Lid Material from list"]
["Undefined"]
["Aluminium"]
["Steel"]
["Select Lid Shape from list"]
["Circular"]
["Oval"]
["Rectangular"]
["Undefined"]
["Select Lid Fixing from list"]
["Fixed In Place"]
["Free"]
["Hinged"]
["Hinged With Tie Off"]
["Screwed"]
["Sliding"]
["Undefined"]
["Select Lid Security from list"]
["Bolted"]
["Free"]
["Lockable"]
["Undefined"]
["Welded"]
["Enter Diameter (m)"]
["Enter Length (m)"]
["Enter Width (m)"]
["Enter Height (m)"]
["Enter Volume (m3)"]
["Enter Floor RL (m)"]
["Enter Inlet RL (m)"]
["Enter Overflow RL (m)"]
["Select Material from list"]
["Brick"]
["Cast Iron"]
["Concrete - Reinforced"]
["Concrete - Unreinforced"]
["Concrete Block"]
["Corrugated  Steel"]
["Corrugated Aluminium"]
["Ductile Iron"]
["Fibreglass"]
["Glazed Earthenware"]
["Polyethylene"]
["Polyvinylchloride"]
["Timber"]
["Undefined"]
["Stainless Steel"]
["Select Construction Method from list"]
["Cast In-situ"]
["Precast"]
["Prefabricated"]
["Tilt Slab"]
["Undefined"]
["Select Tank Shape from list"]
["Circular"]
["Irregular"]
["Oval"]
["Rectangular"]
["Undefined"]
["Select Lid Type from list"]
["Grated"]
["Solid"]
["Undefined"]
["Vented"]
["Select Lid Material from list"]
["Undefined"]
["Aluminium"]
["Steel"]
["Select Lid Shape from list"]
["Circular"]
["Oval"]
["Rectangular"]
["Undefined"]
["Select Lid Fixing from list"]
["Fixed In Place"]
["Free"]
["Hinged"]
["Hinged With Tie Off"]
["Screwed"]
["Sliding"]
["Undefined"]
["Select Lid Security from list"]
["Bolted"]
["Free"]
["Lockable"]
["Undefined"]
["Welded"]
["Enter Diameter (m)"]
["Enter Length (m)"]
["Enter Width (m)"]
["Enter Height (m)"]
["Enter Volume (m3)"]
["Enter Floor RL (m)"]
["Enter Inlet RL (m)"]
["Enter Overflow RL (m)"]
["Select Material from list"]
["Brick"]
["Cast Iron"]
["Concrete - Reinforced"]
["Concrete - Unreinforced"]
["Concrete Block"]
["Corrugated  Steel"]
["Corrugated Aluminium"]
["Ductile Iron"]
["Fibreglass"]
["Glazed Earthenware"]
["Polyethylene"]
["Polyvinylchloride"]
["Timber"]
["Undefined"]
["Stainless Steel"]
["Select Construction Method from list"]
["Cast In-situ"]
["Precast"]
["Prefabricated"]
["Tilt Slab"]
["Undefined"]
["Select Tank Shape from list"]
["Circular"]
["Irregular"]
["Oval"]
["Rectangular"]
["Undefined"]
["Select Lid Type from list"]
["Grated"]
["Solid"]
["Undefined"]
["Vented"]
["Select Lid Material from list"]
["Undefined"]
["Aluminium"]
["Steel"]
["Select Lid Shape from list"]
["Circular"]
["Oval"]
["Rectangular"]
["Undefined"]
["Select Lid Fixing from list"]
["Fixed In Place"]
["Free"]
["Hinged"]
["Hinged With Tie Off"]
["Screwed"]
["Sliding"]
["Undefined"]
["Select Lid Security from list"]
["Bolted"]
["Free"]
["Lockable"]
["Undefined"]
["Welded"]
["Enter Diameter (m)"]
["Enter Length (m)"]
["Enter Width (m)"]
["Enter Height (m)"]
["Enter Volume (m3)"]
["Enter Floor RL (m)"]
["Enter Inlet RL (m)"]
["Enter Overflow RL (m)"]
["Enter Manufacturer"]
["Enter Model"]
["Enter Manufacturer"]
["Enter Model"]
["Enter Manufacturer"]
["Enter Model"]
["Enter Manufacturer"]
["Enter Model"]
["Enter Manufacturer"]
["Enter Model"]
["Select Material from list"]
["Aluminium"]
["Aluflow Aluminium"]
["Asbestos Cement"]
["Asbestos Cement – Everite"]
["Asbestos Cement – Fibrolite"]
["Asbestos Cement – Superite"]
["Brick"]
["Cast Iron"]
["Ceramic"]
["Concrete - Reinforced"]
["Concrete - Unreinforced"]
["Corrugated Aluminium"]
["Corrugated Iron"]
["Corrugated Steel"]
["Corrugated Steel Galvanised"]
["Ductile Iron"]
["Earthenware"]
["Fibreglass"]
["Galvanised Iron"]
["Galvanised Steel"]
["Polyethylene - High Density"]
["Polyethylene - High-Density (Perforated)"]
["Polyethylene - Low Density"]
["Polyethylene - Medium (PE100)"]
["Polyethylene - Medium (PE80)"]
["Polyethylene - Medium Density"]
["Polypropylene"]
["Polyvinylchloride - Old"]
["Polyvinylchloride - Undefined"]
["Polyvinylchloride-M"]
["Polyvinylchloride-O"]
["Polyvinylchloride-U"]
["Polyvinylchloride-U (Perforated)"]
["Relined - Cure In Place"]
["Relined - Fold And Form Pac"]
["Relined - Spiral Wound Pac"]
["Stainless Steel"]
["Steel"]
["Steel Spiral Riveted"]
["Steel Spiral Welded"]
["Undefined"]
["Select Installation Method from list"]
["Above Ground"]
["Chain Trenching"]
["Drill Or Bore"]
["Open Trench"]
["Pipe Burst"]
["Plough"]
["Thrust"]
["Tunnel"]
["Undefined"]
["Select Locality from list"]
["Above Ground - Enclosed"]
["Above Ground - Exposed"]
["Submerged"]
["Undefined"]
["Underground - Buried"]
["Underground - Enclosed"]
["Select Bedding Type from list"]
["Constructed Foundation Raft"]
["None"]
["Standard"]
["Undefined"]
["Enter Diameter (mm)"]
["Enter Length (m)"]
["Select Material from list"]
["Aluminium"]
["Aluflow Aluminium"]
["Asbestos Cement"]
["Asbestos Cement – Everite"]
["Asbestos Cement – Fibrolite"]
["Asbestos Cement – Superite"]
["Brick"]
["Cast Iron"]
["Ceramic"]
["Concrete - Reinforced"]
["Concrete - Unreinforced"]
["Corrugated Aluminium"]
["Corrugated Iron"]
["Corrugated Steel"]
["Corrugated Steel Galvanised"]
["Ductile Iron"]
["Earthenware"]
["Fibreglass"]
["Galvanised Iron"]
["Galvanised Steel"]
["Polyethylene - High Density"]
["Polyethylene - High-Density (Perforated)"]
["Polyethylene - Low Density"]
["Polyethylene - Medium (PE100)"]
["Polyethylene - Medium (PE80)"]
["Polyethylene - Medium Density"]
["Polypropylene"]
["Polyvinylchloride - Old"]
["Polyvinylchloride - Undefined"]
["Polyvinylchloride-M"]
["Polyvinylchloride-O"]
["Polyvinylchloride-U"]
["Polyvinylchloride-U (Perforated)"]
["Relined - Cure In Place"]
["Relined - Fold And Form Pac"]
["Relined - Spiral Wound Pac"]
["Stainless Steel"]
["Steel"]
["Steel Spiral Riveted"]
["Steel Spiral Welded"]
["Undefined"]
["Select Installation Method from list"]
["Above Ground"]
["Chain Trenching"]
["Drill Or Bore"]
["Open Trench"]
["Pipe Burst"]
["Plough"]
["Thrust"]
["Tunnel"]
["Undefined"]
["Select Locality from list"]
["Above Ground - Enclosed"]
["Above Ground - Exposed"]
["Submerged"]
["Undefined"]
["Underground - Buried"]
["Underground - Enclosed"]
["Select Bedding Type from list"]
["Constructed Foundation Raft"]
["None"]
["Standard"]
["Undefined"]
["Enter Diameter (mm)"]
["Enter Length (m)"]
["Select Material from list"]
["Aluminium"]
["Aluflow Aluminium"]
["Asbestos Cement"]
["Asbestos Cement – Everite"]
["Asbestos Cement – Fibrolite"]
["Asbestos Cement – Superite"]
["Brick"]
["Cast Iron"]
["Ceramic"]
["Concrete - Reinforced"]
["Concrete - Unreinforced"]
["Corrugated Aluminium"]
["Corrugated Iron"]
["Corrugated Steel"]
["Corrugated Steel Galvanised"]
["Ductile Iron"]
["Earthenware"]
["Fibreglass"]
["Galvanised Iron"]
["Galvanised Steel"]
["Polyethylene - High Density"]
["Polyethylene - High-Density (Perforated)"]
["Polyethylene - Low Density"]
["Polyethylene - Medium (PE100)"]
["Polyethylene - Medium (PE80)"]
["Polyethylene - Medium Density"]
["Polypropylene"]
["Polyvinylchloride - Old"]
["Polyvinylchloride - Undefined"]
["Polyvinylchloride-M"]
["Polyvinylchloride-O"]
["Polyvinylchloride-U"]
["Polyvinylchloride-U (Perforated)"]
["Relined - Cure In Place"]
["Relined - Fold And Form Pac"]
["Relined - Spiral Wound Pac"]
["Stainless Steel"]
["Steel"]
["Steel Spiral Riveted"]
["Steel Spiral Welded"]
["Undefined"]
["Select Installation Method from list"]
["Above Ground"]
["Chain Trenching"]
["Drill Or Bore"]
["Open Trench"]
["Pipe Burst"]
["Plough"]
["Thrust"]
["Tunnel"]
["Undefined"]
["Select Locality from list"]
["Above Ground - Enclosed"]
["Above Ground - Exposed"]
["Submerged"]
["Undefined"]
["Underground - Buried"]
["Underground - Enclosed"]
["Select Bedding Type from list"]
["Constructed Foundation Raft"]
["None"]
["Standard"]
["Undefined"]
["Enter Diameter (mm)"]
["Enter Length (m)"]
["Select Material from list"]
["Aluminium"]
["Aluflow Aluminium"]
["Asbestos Cement"]
["Asbestos Cement – Everite"]
["Asbestos Cement – Fibrolite"]
["Asbestos Cement – Superite"]
["Brick"]
["Cast Iron"]
["Ceramic"]
["Concrete - Reinforced"]
["Concrete - Unreinforced"]
["Corrugated Aluminium"]
["Corrugated Iron"]
["Corrugated Steel"]
["Corrugated Steel Galvanised"]
["Ductile Iron"]
["Earthenware"]
["Fibreglass"]
["Galvanised Iron"]
["Galvanised Steel"]
["Polyethylene - High Density"]
["Polyethylene - High-Density (Perforated)"]
["Polyethylene - Low Density"]
["Polyethylene - Medium (PE100)"]
["Polyethylene - Medium (PE80)"]
["Polyethylene - Medium Density"]
["Polypropylene"]
["Polyvinylchloride - Old"]
["Polyvinylchloride - Undefined"]
["Polyvinylchloride-M"]
["Polyvinylchloride-O"]
["Polyvinylchloride-U"]
["Polyvinylchloride-U (Perforated)"]
["Relined - Cure In Place"]
["Relined - Fold And Form Pac"]
["Relined - Spiral Wound Pac"]
["Stainless Steel"]
["Steel"]
["Steel Spiral Riveted"]
["Steel Spiral Welded"]
["Undefined"]
["Select Installation Method from list"]
["Above Ground"]
["Chain Trenching"]
["Drill Or Bore"]
["Open Trench"]
["Pipe Burst"]
["Plough"]
["Thrust"]
["Tunnel"]
["Undefined"]
["Select Locality from list"]
["Above Ground - Enclosed"]
["Above Ground - Exposed"]
["Submerged"]
["Undefined"]
["Underground - Buried"]
["Underground - Enclosed"]
["Select Bedding Type from list"]
["Constructed Foundation Raft"]
["None"]
["Standard"]
["Undefined"]
["Enter Diameter (mm)"]
["Enter Length (m)"]
["Select Material from list"]
["Aluminium"]
["Aluflow Aluminium"]
["Asbestos Cement"]
["Asbestos Cement – Everite"]
["Asbestos Cement – Fibrolite"]
["Asbestos Cement – Superite"]
["Brick"]
["Cast Iron"]
["Ceramic"]
["Concrete - Reinforced"]
["Concrete - Unreinforced"]
["Corrugated Aluminium"]
["Corrugated Iron"]
["Corrugated Steel"]
["Corrugated Steel Galvanised"]
["Ductile Iron"]
["Earthenware"]
["Fibreglass"]
["Galvanised Iron"]
["Galvanised Steel"]
["Polyethylene - High Density"]
["Polyethylene - High-Density (Perforated)"]
["Polyethylene - Low Density"]
["Polyethylene - Medium (PE100)"]
["Polyethylene - Medium (PE80)"]
["Polyethylene - Medium Density"]
["Polypropylene"]
["Polyvinylchloride - Old"]
["Polyvinylchloride - Undefined"]
["Polyvinylchloride-M"]
["Polyvinylchloride-O"]
["Polyvinylchloride-U"]
["Polyvinylchloride-U (Perforated)"]
["Relined - Cure In Place"]
["Relined - Fold And Form Pac"]
["Relined - Spiral Wound Pac"]
["Stainless Steel"]
["Steel"]
["Steel Spiral Riveted"]
["Steel Spiral Welded"]
["Undefined"]
["Select Installation Method from list"]
["Above Ground"]
["Chain Trenching"]
["Drill Or Bore"]
["Open Trench"]
["Pipe Burst"]
["Plough"]
["Thrust"]
["Tunnel"]
["Undefined"]
["Select Locality from list"]
["Above Ground - Enclosed"]
["Above Ground - Exposed"]
["Submerged"]
["Undefined"]
["Underground - Buried"]
["Underground - Enclosed"]
["Select Bedding Type from list"]
["Constructed Foundation Raft"]
["None"]
["Standard"]
["Undefined"]
["Enter Diameter (mm)"]
["Enter Length (m)"]
["Enter Manufacturer"]
["Enter Manufacturer"]
["Enter Manufacturer"]
["Enter Manufacturer"]
["Enter Manufacturer"]
["Select Material from list"]
["Brick"]
["Cast Iron"]
["Concrete - Reinforced"]
["Concrete - Unreinforced"]
["Concrete Block"]
["Corrugated  Steel"]
["Corrugated Aluminium"]
["Ductile Iron"]
["Fibreglass"]
["Glazed Earthenware"]
["Polyethylene"]
["Polyvinylchloride"]
["Timber"]
["Undefined"]
["Stainless Steel"]
["Select Construction Method from list"]
["Cast In-situ"]
["Precast"]
["Prefabricated"]
["Tilt Slab"]
["Undefined"]
["Select Chamber Shape from list"]
["Circular"]
["Irregular"]
["Oval"]
["Rectangular"]
["Undefined"]
["Select Lid Type from list"]
["Grated"]
["Solid"]
["Undefined"]
["Vented"]
["Select Lid Material from list"]
["Undefined"]
["Aluminium"]
["Steel"]
["Select Lid Shape from list"]
["Circular"]
["Oval"]
["Rectangular"]
["Undefined"]
["Select Lid Fixing from list"]
["Fixed In Place"]
["Free"]
["Hinged"]
["Hinged With Tie Off"]
["Screwed"]
["Sliding"]
["Undefined"]
["Select Lid Security from list"]
["Bolted"]
["Free"]
["Lockable"]
["Undefined"]
["Welded"]
["Select Lid Class from list"]
["Class A - Footpaths  For Pedestrians And Cycle ways"]
["Class B - Footpaths For Light Vehicle, Pedestrian Precincts"]
["Class C - Pedestrian Areas With Slow Moving Commercial Vehicles, Parkside Areas, Kerbsides"]
["Class D - Carriageways Roads For Commercial Vehicles"]
["Class E - Industrial Areas"]
["Undefined"]
["Select Sump Type from list"]
["Corner Sump"]
["Double Bubble-up Sump"]
["Double Sump"]
["High Capacity Sump"]
["Single Bubble-up Sump"]
["Single Sump"]
["Small Trafficable Sump"]
["Triple Sump"]
["Select Sump Filter Type from list"]
["Sump Basket"]
["Enter Diameter (m)"]
["Enter Length (m)"]
["Enter Width (m)"]
["Enter Depth (m)"]
["Enter Lid RL (m)"]
["Enter Base RL (m)"]
["Enter Lid Diameter (mm)"]
["Enter Lid Length (mm)"]
["Enter Lid Width (mm)"]
["Enter Sump Filter Count"]
["Enter Sump Filter Model"]
["Select Material from list"]
["Brick"]
["Cast Iron"]
["Concrete - Reinforced"]
["Concrete - Unreinforced"]
["Concrete Block"]
["Corrugated  Steel"]
["Corrugated Aluminium"]
["Ductile Iron"]
["Fibreglass"]
["Glazed Earthenware"]
["Polyethylene"]
["Polyvinylchloride"]
["Timber"]
["Undefined"]
["Stainless Steel"]
["Select Construction Method from list"]
["Cast In-situ"]
["Precast"]
["Prefabricated"]
["Tilt Slab"]
["Undefined"]
["Select Chamber Shape from list"]
["Circular"]
["Irregular"]
["Oval"]
["Rectangular"]
["Undefined"]
["Select Lid Type from list"]
["Grated"]
["Solid"]
["Undefined"]
["Vented"]
["Select Lid Material from list"]
["Undefined"]
["Aluminium"]
["Steel"]
["Select Lid Shape from list"]
["Circular"]
["Oval"]
["Rectangular"]
["Undefined"]
["Select Lid Fixing from list"]
["Fixed In Place"]
["Free"]
["Hinged"]
["Hinged With Tie Off"]
["Screwed"]
["Sliding"]
["Undefined"]
["Select Lid Security from list"]
["Bolted"]
["Free"]
["Lockable"]
["Undefined"]
["Welded"]
["Select Lid Class from list"]
["Class A - Footpaths  For Pedestrians And Cycle ways"]
["Class B - Footpaths For Light Vehicle, Pedestrian Precincts"]
["Class C - Pedestrian Areas With Slow Moving Commercial Vehicles, Parkside Areas, Kerbsides"]
["Class D - Carriageways Roads For Commercial Vehicles"]
["Class E - Industrial Areas"]
["Undefined"]
["Select Sump Type from list"]
["Corner Sump"]
["Double Bubble-up Sump"]
["Double Sump"]
["High Capacity Sump"]
["Single Bubble-up Sump"]
["Single Sump"]
["Small Trafficable Sump"]
["Triple Sump"]
["Select Sump Filter Type from list"]
["Sump Basket"]
["Enter Diameter (m)"]
["Enter Length (m)"]
["Enter Width (m)"]
["Enter Depth (m)"]
["Enter Lid RL (m)"]
["Enter Base RL (m)"]
["Enter Lid Diameter (mm)"]
["Enter Lid Length (mm)"]
["Enter Lid Width (mm)"]
["Enter Sump Filter Count"]
["Enter Sump Filter Model"]
["Select Material from list"]
["Brick"]
["Cast Iron"]
["Concrete - Reinforced"]
["Concrete - Unreinforced"]
["Concrete Block"]
["Corrugated  Steel"]
["Corrugated Aluminium"]
["Ductile Iron"]
["Fibreglass"]
["Glazed Earthenware"]
["Polyethylene"]
["Polyvinylchloride"]
["Timber"]
["Undefined"]
["Stainless Steel"]
["Select Construction Method from list"]
["Cast In-situ"]
["Precast"]
["Prefabricated"]
["Tilt Slab"]
["Undefined"]
["Select Chamber Shape from list"]
["Circular"]
["Irregular"]
["Oval"]
["Rectangular"]
["Undefined"]
["Select Lid Type from list"]
["Grated"]
["Solid"]
["Undefined"]
["Vented"]
["Select Lid Material from list"]
["Undefined"]
["Aluminium"]
["Steel"]
["Select Lid Shape from list"]
["Circular"]
["Oval"]
["Rectangular"]
["Undefined"]
["Select Lid Fixing from list"]
["Fixed In Place"]
["Free"]
["Hinged"]
["Hinged With Tie Off"]
["Screwed"]
["Sliding"]
["Undefined"]
["Select Lid Security from list"]
["Bolted"]
["Free"]
["Lockable"]
["Undefined"]
["Welded"]
["Select Lid Class from list"]
["Class A - Footpaths  For Pedestrians And Cycle ways"]
["Class B - Footpaths For Light Vehicle, Pedestrian Precincts"]
["Class C - Pedestrian Areas With Slow Moving Commercial Vehicles, Parkside Areas, Kerbsides"]
["Class D - Carriageways Roads For Commercial Vehicles"]
["Class E - Industrial Areas"]
["Undefined"]
["Select Sump Type from list"]
["Corner Sump"]
["Double Bubble-up Sump"]
["Double Sump"]
["High Capacity Sump"]
["Single Bubble-up Sump"]
["Single Sump"]
["Small Trafficable Sump"]
["Triple Sump"]
["Select Sump Filter Type from list"]
["Sump Basket"]
["Enter Diameter (m)"]
["Enter Length (m)"]
["Enter Width (m)"]
["Enter Depth (m)"]
["Enter Lid RL (m)"]
["Enter Base RL (m)"]
["Enter Lid Diameter (mm)"]
["Enter Lid Length (mm)"]
["Enter Lid Width (mm)"]
["Enter Sump Filter Count"]
["Enter Sump Filter Model"]
["Select Material from list"]
["Brick"]
["Cast Iron"]
["Concrete - Reinforced"]
["Concrete - Unreinforced"]
["Concrete Block"]
["Corrugated  Steel"]
["Corrugated Aluminium"]
["Ductile Iron"]
["Fibreglass"]
["Glazed Earthenware"]
["Polyethylene"]
["Polyvinylchloride"]
["Timber"]
["Undefined"]
["Stainless Steel"]
["Select Construction Method from list"]
["Cast In-situ"]
["Precast"]
["Prefabricated"]
["Tilt Slab"]
["Undefined"]
["Select Chamber Shape from list"]
["Circular"]
["Irregular"]
["Oval"]
["Rectangular"]
["Undefined"]
["Select Lid Type from list"]
["Grated"]
["Solid"]
["Undefined"]
["Vented"]
["Select Lid Material from list"]
["Undefined"]
["Aluminium"]
["Steel"]
["Select Lid Shape from list"]
["Circular"]
["Oval"]
["Rectangular"]
["Undefined"]
["Select Lid Fixing from list"]
["Fixed In Place"]
["Free"]
["Hinged"]
["Hinged With Tie Off"]
["Screwed"]
["Sliding"]
["Undefined"]
["Select Lid Security from list"]
["Bolted"]
["Free"]
["Lockable"]
["Undefined"]
["Welded"]
["Select Lid Class from list"]
["Class A - Footpaths  For Pedestrians And Cycle ways"]
["Class B - Footpaths For Light Vehicle, Pedestrian Precincts"]
["Class C - Pedestrian Areas With Slow Moving Commercial Vehicles, Parkside Areas, Kerbsides"]
["Class D - Carriageways Roads For Commercial Vehicles"]
["Class E - Industrial Areas"]
["Undefined"]
["Select Sump Type from list"]
["Corner Sump"]
["Double Bubble-up Sump"]
["Double Sump"]
["High Capacity Sump"]
["Single Bubble-up Sump"]
["Single Sump"]
["Small Trafficable Sump"]
["Triple Sump"]
["Select Sump Filter Type from list"]
["Sump Basket"]
["Enter Diameter (m)"]
["Enter Length (m)"]
["Enter Width (m)"]
["Enter Depth (m)"]
["Enter Lid RL (m)"]
["Enter Base RL (m)"]
["Enter Lid Diameter (mm)"]
["Enter Lid Length (mm)"]
["Enter Lid Width (mm)"]
["Enter Sump Filter Count"]
["Enter Sump Filter Model"]
["Select Material from list"]
["Brick"]
["Cast Iron"]
["Concrete - Reinforced"]
["Concrete - Unreinforced"]
["Concrete Block"]
["Corrugated  Steel"]
["Corrugated Aluminium"]
["Ductile Iron"]
["Fibreglass"]
["Glazed Earthenware"]
["Polyethylene"]
["Polyvinylchloride"]
["Timber"]
["Undefined"]
["Stainless Steel"]
["Select Construction Method from list"]
["Cast In-situ"]
["Precast"]
["Prefabricated"]
["Tilt Slab"]
["Undefined"]
["Select Chamber Shape from list"]
["Circular"]
["Irregular"]
["Oval"]
["Rectangular"]
["Undefined"]
["Select Lid Type from list"]
["Grated"]
["Solid"]
["Undefined"]
["Vented"]
["Select Lid Material from list"]
["Undefined"]
["Aluminium"]
["Steel"]
["Select Lid Shape from list"]
["Circular"]
["Oval"]
["Rectangular"]
["Undefined"]
["Select Lid Fixing from list"]
["Fixed In Place"]
["Free"]
["Hinged"]
["Hinged With Tie Off"]
["Screwed"]
["Sliding"]
["Undefined"]
["Select Lid Security from list"]
["Bolted"]
["Free"]
["Lockable"]
["Undefined"]
["Welded"]
["Select Lid Class from list"]
["Class A - Footpaths  For Pedestrians And Cycle ways"]
["Class B - Footpaths For Light Vehicle, Pedestrian Precincts"]
["Class C - Pedestrian Areas With Slow Moving Commercial Vehicles, Parkside Areas, Kerbsides"]
["Class D - Carriageways Roads For Commercial Vehicles"]
["Class E - Industrial Areas"]
["Undefined"]
["Select Sump Type from list"]
["Corner Sump"]
["Double Bubble-up Sump"]
["Double Sump"]
["High Capacity Sump"]
["Single Bubble-up Sump"]
["Single Sump"]
["Small Trafficable Sump"]
["Triple Sump"]
["Select Sump Filter Type from list"]
["Sump Basket"]
["Enter Diameter (m)"]
["Enter Length (m)"]
["Enter Width (m)"]
["Enter Depth (m)"]
["Enter Lid RL (m)"]
["Enter Base RL (m)"]
["Enter Lid Diameter (mm)"]
["Enter Lid Length (mm)"]
["Enter Lid Width (mm)"]
["Enter Sump Filter Count"]
["Enter Sump Filter Model"]
["Enter Manufacturer"]
["Enter Model"]
["Enter Manufacturer"]
["Enter Model"]
["Enter Manufacturer"]
["Enter Model"]
["Enter Manufacturer"]
["Enter Model"]
["Enter Manufacturer"]
["Enter Model"]
["Select Pump Type from list"]
["Axial"]
["Centrifugal"]
["Horizontal - Multistage"]
["Peristaltic"]
["Pressure"]
["Undefined"]
["Vacuum"]
["Vertical - Multistage"]
["Select Input Voltage (V) from list"]
["120V (A.C)"]
["12V (D.C)"]
["240V (A.C)"]
["24V (D.C)"]
["430V (A.C)"]
["Undefined"]
["Enter Design Flow (L/s)"]
["Enter Motor Size (kW)"]
["Enter Isolation Rating (V)"]
["Select Pump Type from list"]
["Axial"]
["Centrifugal"]
["Horizontal - Multistage"]
["Peristaltic"]
["Pressure"]
["Undefined"]
["Vacuum"]
["Vertical - Multistage"]
["Select Input Voltage (V) from list"]
["120V (A.C)"]
["12V (D.C)"]
["240V (A.C)"]
["24V (D.C)"]
["430V (A.C)"]
["Undefined"]
["Enter Design Flow (L/s)"]
["Enter Motor Size (kW)"]
["Enter Isolation Rating (V)"]
["Select Pump Type from list"]
["Axial"]
["Centrifugal"]
["Horizontal - Multistage"]
["Peristaltic"]
["Pressure"]
["Undefined"]
["Vacuum"]
["Vertical - Multistage"]
["Select Input Voltage (V) from list"]
["120V (A.C)"]
["12V (D.C)"]
["240V (A.C)"]
["24V (D.C)"]
["430V (A.C)"]
["Undefined"]
["Enter Design Flow (L/s)"]
["Enter Motor Size (kW)"]
["Enter Isolation Rating (V)"]
["Select Pump Type from list"]
["Axial"]
["Centrifugal"]
["Horizontal - Multistage"]
["Peristaltic"]
["Pressure"]
["Undefined"]
["Vacuum"]
["Vertical - Multistage"]
["Select Input Voltage (V) from list"]
["120V (A.C)"]
["12V (D.C)"]
["240V (A.C)"]
["24V (D.C)"]
["430V (A.C)"]
["Undefined"]
["Enter Design Flow (L/s)"]
["Enter Motor Size (kW)"]
["Enter Isolation Rating (V)"]
["Select Pump Type from list"]
["Axial"]
["Centrifugal"]
["Horizontal - Multistage"]
["Peristaltic"]
["Pressure"]
["Undefined"]
["Vacuum"]
["Vertical - Multistage"]
["Select Input Voltage (V) from list"]
["120V (A.C)"]
["12V (D.C)"]
["240V (A.C)"]
["24V (D.C)"]
["430V (A.C)"]
["Undefined"]
["Enter Design Flow (L/s)"]
["Enter Motor Size (kW)"]
["Enter Isolation Rating (V)"]
["Enter Manufacturer"]
["Enter Model"]
["Enter Serial Number"]
["Enter Warranty Expiry Date"]
["Enter Manufacturer"]
["Enter Model"]
["Enter Serial Number"]
["Enter Warranty Expiry Date"]
["Enter Manufacturer"]
["Enter Model"]
["Enter Serial Number"]
["Enter Warranty Expiry Date"]
["Enter Manufacturer"]
["Enter Model"]
["Enter Serial Number"]
["Enter Warranty Expiry Date"]
["Enter Manufacturer"]
["Enter Model"]
["Enter Serial Number"]
["Enter Warranty Expiry Date"]
["Select Support Type from list"]
["Anchor Block"]
["Oversized Anchor Block"]
["Oversized Thrust Block"]
["Thrust Block"]
["Select Support Type from list"]
["Anchor Block"]
["Oversized Anchor Block"]
["Oversized Thrust Block"]
["Thrust Block"]
["Select Support Type from list"]
["Anchor Block"]
["Oversized Anchor Block"]
["Oversized Thrust Block"]
["Thrust Block"]
["Select Support Type from list"]
["Anchor Block"]
["Oversized Anchor Block"]
["Oversized Thrust Block"]
["Thrust Block"]
["Select Support Type from list"]
["Anchor Block"]
["Oversized Anchor Block"]
["Oversized Thrust Block"]
["Thrust Block"]
["Select Pump Type from list"]
["Axial"]
["Centrifugal"]
["Horizontal - Multistage"]
["Peristaltic"]
["Pressure"]
["Undefined"]
["Vacuum"]
["Vertical - Multistage"]
["Select Input Voltage (V) from list"]
["120V (A.C)"]
["12V (D.C)"]
["240V (A.C)"]
["24V (D.C)"]
["430V (A.C)"]
["Undefined"]
["Select Drive Type from list"]
["Direct On Line"]
["Soft Starter"]
["Undefined"]
["Variable Speed Drive"]
["Enter Design Flow (L/s)"]
["Enter Motor Size (kW)"]
["Enter Isolation Rating (V)"]
["Enter Motor Manufacturer"]
["Enter Motor Install Date"]
["Enter Motor Serial Number"]
["Enter Design Head (kPa)"]
["Enter Weight (kg)"]
["Enter Current Rating (A)"]
["Enter Speed (rpm)"]
["Enter Impellor Number"]
["Select Pump Type from list"]
["Axial"]
["Centrifugal"]
["Horizontal - Multistage"]
["Peristaltic"]
["Pressure"]
["Undefined"]
["Vacuum"]
["Vertical - Multistage"]
["Select Input Voltage (V) from list"]
["120V (A.C)"]
["12V (D.C)"]
["240V (A.C)"]
["24V (D.C)"]
["430V (A.C)"]
["Undefined"]
["Select Drive Type from list"]
["Direct On Line"]
["Soft Starter"]
["Undefined"]
["Variable Speed Drive"]
["Enter Design Flow (L/s)"]
["Enter Motor Size (kW)"]
["Enter Isolation Rating (V)"]
["Enter Motor Manufacturer"]
["Enter Motor Install Date"]
["Enter Motor Serial Number"]
["Enter Design Head (kPa)"]
["Enter Weight (kg)"]
["Enter Current Rating (A)"]
["Enter Speed (rpm)"]
["Enter Impellor Number"]
["Select Pump Type from list"]
["Axial"]
["Centrifugal"]
["Horizontal - Multistage"]
["Peristaltic"]
["Pressure"]
["Undefined"]
["Vacuum"]
["Vertical - Multistage"]
["Select Input Voltage (V) from list"]
["120V (A.C)"]
["12V (D.C)"]
["240V (A.C)"]
["24V (D.C)"]
["430V (A.C)"]
["Undefined"]
["Select Drive Type from list"]
["Direct On Line"]
["Soft Starter"]
["Undefined"]
["Variable Speed Drive"]
["Enter Design Flow (L/s)"]
["Enter Motor Size (kW)"]
["Enter Isolation Rating (V)"]
["Enter Motor Manufacturer"]
["Enter Motor Install Date"]
["Enter Motor Serial Number"]
["Enter Design Head (kPa)"]
["Enter Weight (kg)"]
["Enter Current Rating (A)"]
["Enter Speed (rpm)"]
["Enter Impellor Number"]
["Select Pump Type from list"]
["Axial"]
["Centrifugal"]
["Horizontal - Multistage"]
["Peristaltic"]
["Pressure"]
["Undefined"]
["Vacuum"]
["Vertical - Multistage"]
["Select Input Voltage (V) from list"]
["120V (A.C)"]
["12V (D.C)"]
["240V (A.C)"]
["24V (D.C)"]
["430V (A.C)"]
["Undefined"]
["Select Drive Type from list"]
["Direct On Line"]
["Soft Starter"]
["Undefined"]
["Variable Speed Drive"]
["Enter Design Flow (L/s)"]
["Enter Motor Size (kW)"]
["Enter Isolation Rating (V)"]
["Enter Motor Manufacturer"]
["Enter Motor Install Date"]
["Enter Motor Serial Number"]
["Enter Design Head (kPa)"]
["Enter Weight (kg)"]
["Enter Current Rating (A)"]
["Enter Speed (rpm)"]
["Enter Impellor Number"]
["Select Pump Type from list"]
["Axial"]
["Centrifugal"]
["Horizontal - Multistage"]
["Peristaltic"]
["Pressure"]
["Undefined"]
["Vacuum"]
["Vertical - Multistage"]
["Select Input Voltage (V) from list"]
["120V (A.C)"]
["12V (D.C)"]
["240V (A.C)"]
["24V (D.C)"]
["430V (A.C)"]
["Undefined"]
["Select Drive Type from list"]
["Direct On Line"]
["Soft Starter"]
["Undefined"]
["Variable Speed Drive"]
["Enter Design Flow (L/s)"]
["Enter Motor Size (kW)"]
["Enter Isolation Rating (V)"]
["Enter Motor Manufacturer"]
["Enter Motor Install Date"]
["Enter Motor Serial Number"]
["Enter Design Head (kPa)"]
["Enter Weight (kg)"]
["Enter Current Rating (A)"]
["Enter Speed (rpm)"]
["Enter Impellor Number"]
["Enter Manufacturer"]
["Enter Model"]
["Enter Serial Number"]
["Enter Warranty Expiry Date"]
["Enter Manufacturer"]
["Enter Model"]
["Enter Serial Number"]
["Enter Warranty Expiry Date"]
["Enter Manufacturer"]
["Enter Model"]
["Enter Serial Number"]
["Enter Warranty Expiry Date"]
["Enter Manufacturer"]
["Enter Model"]
["Enter Serial Number"]
["Enter Warranty Expiry Date"]
["Enter Manufacturer"]
["Enter Model"]
["Enter Serial Number"]
["Enter Warranty Expiry Date"]
["Select Material from list"]
["Brick"]
["Cast Iron"]
["Concrete - Reinforced"]
["Concrete - Unreinforced"]
["Concrete Block"]
["Corrugated  Steel"]
["Corrugated Aluminium"]
["Ductile Iron"]
["Fibreglass"]
["Glazed Earthenware"]
["Polyethylene"]
["Polyvinylchloride"]
["Timber"]
["Undefined"]
["Stainless Steel"]
["Select Construction Method from list"]
["Cast In-situ"]
["Precast"]
["Prefabricated"]
["Tilt Slab"]
["Undefined"]
["Select Chamber Shape from list"]
["Circular"]
["Irregular"]
["Oval"]
["Rectangular"]
["Undefined"]
["Select Lid Type from list"]
["Grated"]
["Solid"]
["Undefined"]
["Vented"]
["Select Lid Material from list"]
["Undefined"]
["Aluminium"]
["Steel"]
["Select Lid Shape from list"]
["Circular"]
["Oval"]
["Rectangular"]
["Undefined"]
["Select Lid Fixing from list"]
["Fixed In Place"]
["Free"]
["Hinged"]
["Hinged With Tie Off"]
["Screwed"]
["Sliding"]
["Undefined"]
["Select Lid Security from list"]
["Bolted"]
["Free"]
["Lockable"]
["Undefined"]
["Welded"]
["Select Lid Class from list"]
["Class A - Footpaths  For Pedestrians And Cycle ways"]
["Class B - Footpaths For Light Vehicle, Pedestrian Precincts"]
["Class C - Pedestrian Areas With Slow Moving Commercial Vehicles, Parkside Areas, Kerbsides"]
["Class D - Carriageways Roads For Commercial Vehicles"]
["Class E - Industrial Areas"]
["Undefined"]
["Enter Diameter (m)"]
["Enter Length (m)"]
["Enter Width (m)"]
["Enter Depth (m)"]
["Enter Lid RL (m)"]
["Enter Base RL (m)"]
["Enter Lid Diameter (mm)"]
["Enter Lid Length (mm)"]
["Enter Lid Width (mm)"]
["Select Material from list"]
["Brick"]
["Cast Iron"]
["Concrete - Reinforced"]
["Concrete - Unreinforced"]
["Concrete Block"]
["Corrugated  Steel"]
["Corrugated Aluminium"]
["Ductile Iron"]
["Fibreglass"]
["Glazed Earthenware"]
["Polyethylene"]
["Polyvinylchloride"]
["Timber"]
["Undefined"]
["Stainless Steel"]
["Select Construction Method from list"]
["Cast In-situ"]
["Precast"]
["Prefabricated"]
["Tilt Slab"]
["Undefined"]
["Select Chamber Shape from list"]
["Circular"]
["Irregular"]
["Oval"]
["Rectangular"]
["Undefined"]
["Select Lid Type from list"]
["Grated"]
["Solid"]
["Undefined"]
["Vented"]
["Select Lid Material from list"]
["Undefined"]
["Aluminium"]
["Steel"]
["Select Lid Shape from list"]
["Circular"]
["Oval"]
["Rectangular"]
["Undefined"]
["Select Lid Fixing from list"]
["Fixed In Place"]
["Free"]
["Hinged"]
["Hinged With Tie Off"]
["Screwed"]
["Sliding"]
["Undefined"]
["Select Lid Security from list"]
["Bolted"]
["Free"]
["Lockable"]
["Undefined"]
["Welded"]
["Select Lid Class from list"]
["Class A - Footpaths  For Pedestrians And Cycle ways"]
["Class B - Footpaths For Light Vehicle, Pedestrian Precincts"]
["Class C - Pedestrian Areas With Slow Moving Commercial Vehicles, Parkside Areas, Kerbsides"]
["Class D - Carriageways Roads For Commercial Vehicles"]
["Class E - Industrial Areas"]
["Undefined"]
["Enter Diameter (m)"]
["Enter Length (m)"]
["Enter Width (m)"]
["Enter Depth (m)"]
["Enter Lid RL (m)"]
["Enter Base RL (m)"]
["Enter Lid Diameter (mm)"]
["Enter Lid Length (mm)"]
["Enter Lid Width (mm)"]
["Select Material from list"]
["Brick"]
["Cast Iron"]
["Concrete - Reinforced"]
["Concrete - Unreinforced"]
["Concrete Block"]
["Corrugated  Steel"]
["Corrugated Aluminium"]
["Ductile Iron"]
["Fibreglass"]
["Glazed Earthenware"]
["Polyethylene"]
["Polyvinylchloride"]
["Timber"]
["Undefined"]
["Stainless Steel"]
["Select Construction Method from list"]
["Cast In-situ"]
["Precast"]
["Prefabricated"]
["Tilt Slab"]
["Undefined"]
["Select Chamber Shape from list"]
["Circular"]
["Irregular"]
["Oval"]
["Rectangular"]
["Undefined"]
["Select Lid Type from list"]
["Grated"]
["Solid"]
["Undefined"]
["Vented"]
["Select Lid Material from list"]
["Undefined"]
["Aluminium"]
["Steel"]
["Select Lid Shape from list"]
["Circular"]
["Oval"]
["Rectangular"]
["Undefined"]
["Select Lid Fixing from list"]
["Fixed In Place"]
["Free"]
["Hinged"]
["Hinged With Tie Off"]
["Screwed"]
["Sliding"]
["Undefined"]
["Select Lid Security from list"]
["Bolted"]
["Free"]
["Lockable"]
["Undefined"]
["Welded"]
["Select Lid Class from list"]
["Class A - Footpaths  For Pedestrians And Cycle ways"]
["Class B - Footpaths For Light Vehicle, Pedestrian Precincts"]
["Class C - Pedestrian Areas With Slow Moving Commercial Vehicles, Parkside Areas, Kerbsides"]
["Class D - Carriageways Roads For Commercial Vehicles"]
["Class E - Industrial Areas"]
["Undefined"]
["Enter Diameter (m)"]
["Enter Length (m)"]
["Enter Width (m)"]
["Enter Depth (m)"]
["Enter Lid RL (m)"]
["Enter Base RL (m)"]
["Enter Lid Diameter (mm)"]
["Enter Lid Length (mm)"]
["Enter Lid Width (mm)"]
["Select Material from list"]
["Brick"]
["Cast Iron"]
["Concrete - Reinforced"]
["Concrete - Unreinforced"]
["Concrete Block"]
["Corrugated  Steel"]
["Corrugated Aluminium"]
["Ductile Iron"]
["Fibreglass"]
["Glazed Earthenware"]
["Polyethylene"]
["Polyvinylchloride"]
["Timber"]
["Undefined"]
["Stainless Steel"]
["Select Construction Method from list"]
["Cast In-situ"]
["Precast"]
["Prefabricated"]
["Tilt Slab"]
["Undefined"]
["Select Chamber Shape from list"]
["Circular"]
["Irregular"]
["Oval"]
["Rectangular"]
["Undefined"]
["Select Lid Type from list"]
["Grated"]
["Solid"]
["Undefined"]
["Vented"]
["Select Lid Material from list"]
["Undefined"]
["Aluminium"]
["Steel"]
["Select Lid Shape from list"]
["Circular"]
["Oval"]
["Rectangular"]
["Undefined"]
["Select Lid Fixing from list"]
["Fixed In Place"]
["Free"]
["Hinged"]
["Hinged With Tie Off"]
["Screwed"]
["Sliding"]
["Undefined"]
["Select Lid Security from list"]
["Bolted"]
["Free"]
["Lockable"]
["Undefined"]
["Welded"]
["Select Lid Class from list"]
["Class A - Footpaths  For Pedestrians And Cycle ways"]
["Class B - Footpaths For Light Vehicle, Pedestrian Precincts"]
["Class C - Pedestrian Areas With Slow Moving Commercial Vehicles, Parkside Areas, Kerbsides"]
["Class D - Carriageways Roads For Commercial Vehicles"]
["Class E - Industrial Areas"]
["Undefined"]
["Enter Diameter (m)"]
["Enter Length (m)"]
["Enter Width (m)"]
["Enter Depth (m)"]
["Enter Lid RL (m)"]
["Enter Base RL (m)"]
["Enter Lid Diameter (mm)"]
["Enter Lid Length (mm)"]
["Enter Lid Width (mm)"]
["Select Material from list"]
["Brick"]
["Cast Iron"]
["Concrete - Reinforced"]
["Concrete - Unreinforced"]
["Concrete Block"]
["Corrugated  Steel"]
["Corrugated Aluminium"]
["Ductile Iron"]
["Fibreglass"]
["Glazed Earthenware"]
["Polyethylene"]
["Polyvinylchloride"]
["Timber"]
["Undefined"]
["Stainless Steel"]
["Select Construction Method from list"]
["Cast In-situ"]
["Precast"]
["Prefabricated"]
["Tilt Slab"]
["Undefined"]
["Select Chamber Shape from list"]
["Circular"]
["Irregular"]
["Oval"]
["Rectangular"]
["Undefined"]
["Select Lid Type from list"]
["Grated"]
["Solid"]
["Undefined"]
["Vented"]
["Select Lid Material from list"]
["Undefined"]
["Aluminium"]
["Steel"]
["Select Lid Shape from list"]
["Circular"]
["Oval"]
["Rectangular"]
["Undefined"]
["Select Lid Fixing from list"]
["Fixed In Place"]
["Free"]
["Hinged"]
["Hinged With Tie Off"]
["Screwed"]
["Sliding"]
["Undefined"]
["Select Lid Security from list"]
["Bolted"]
["Free"]
["Lockable"]
["Undefined"]
["Welded"]
["Select Lid Class from list"]
["Class A - Footpaths  For Pedestrians And Cycle ways"]
["Class B - Footpaths For Light Vehicle, Pedestrian Precincts"]
["Class C - Pedestrian Areas With Slow Moving Commercial Vehicles, Parkside Areas, Kerbsides"]
["Class D - Carriageways Roads For Commercial Vehicles"]
["Class E - Industrial Areas"]
["Undefined"]
["Enter Diameter (m)"]
["Enter Length (m)"]
["Enter Width (m)"]
["Enter Depth (m)"]
["Enter Lid RL (m)"]
["Enter Base RL (m)"]
["Enter Lid Diameter (mm)"]
["Enter Lid Length (mm)"]
["Enter Lid Width (mm)"]
["Enter Manufacturer"]
["Enter Model"]
["Enter Manufacturer"]
["Enter Model"]
["Enter Manufacturer"]
["Enter Model"]
["Enter Manufacturer"]
["Enter Model"]
["Enter Manufacturer"]
["Enter Model"]
["Select Material from list"]
["Brick"]
["Cast Iron"]
["Concrete - Reinforced"]
["Concrete - Unreinforced"]
["Concrete Block"]
["Corrugated  Steel"]
["Corrugated Aluminium"]
["Ductile Iron"]
["Fibreglass"]
["Glazed Earthenware"]
["Polyethylene"]
["Polyvinylchloride"]
["Timber"]
["Undefined"]
["Stainless Steel"]
["Select Construction Method from list"]
["Cast In-situ"]
["Precast"]
["Prefabricated"]
["Tilt Slab"]
["Undefined"]
["Select Tank Shape from list"]
["Circular"]
["Irregular"]
["Oval"]
["Rectangular"]
["Undefined"]
["Select Lid Type from list"]
["Grated"]
["Solid"]
["Undefined"]
["Vented"]
["Select Lid Material from list"]
["Undefined"]
["Aluminium"]
["Steel"]
["Select Lid Shape from list"]
["Circular"]
["Oval"]
["Rectangular"]
["Undefined"]
["Select Lid Fixing from list"]
["Fixed In Place"]
["Free"]
["Hinged"]
["Hinged With Tie Off"]
["Screwed"]
["Sliding"]
["Undefined"]
["Select Lid Security from list"]
["Bolted"]
["Free"]
["Lockable"]
["Undefined"]
["Welded"]
["Enter Diameter (m)"]
["Enter Length (m)"]
["Enter Width (m)"]
["Enter Height (m)"]
["Enter Volume (m3)"]
["Select Material from list"]
["Brick"]
["Cast Iron"]
["Concrete - Reinforced"]
["Concrete - Unreinforced"]
["Concrete Block"]
["Corrugated  Steel"]
["Corrugated Aluminium"]
["Ductile Iron"]
["Fibreglass"]
["Glazed Earthenware"]
["Polyethylene"]
["Polyvinylchloride"]
["Timber"]
["Undefined"]
["Stainless Steel"]
["Select Construction Method from list"]
["Cast In-situ"]
["Precast"]
["Prefabricated"]
["Tilt Slab"]
["Undefined"]
["Select Tank Shape from list"]
["Circular"]
["Irregular"]
["Oval"]
["Rectangular"]
["Undefined"]
["Select Lid Type from list"]
["Grated"]
["Solid"]
["Undefined"]
["Vented"]
["Select Lid Material from list"]
["Undefined"]
["Aluminium"]
["Steel"]
["Select Lid Shape from list"]
["Circular"]
["Oval"]
["Rectangular"]
["Undefined"]
["Select Lid Fixing from list"]
["Fixed In Place"]
["Free"]
["Hinged"]
["Hinged With Tie Off"]
["Screwed"]
["Sliding"]
["Undefined"]
["Select Lid Security from list"]
["Bolted"]
["Free"]
["Lockable"]
["Undefined"]
["Welded"]
["Enter Diameter (m)"]
["Enter Length (m)"]
["Enter Width (m)"]
["Enter Height (m)"]
["Enter Volume (m3)"]
["Select Material from list"]
["Brick"]
["Cast Iron"]
["Concrete - Reinforced"]
["Concrete - Unreinforced"]
["Concrete Block"]
["Corrugated  Steel"]
["Corrugated Aluminium"]
["Ductile Iron"]
["Fibreglass"]
["Glazed Earthenware"]
["Polyethylene"]
["Polyvinylchloride"]
["Timber"]
["Undefined"]
["Stainless Steel"]
["Select Construction Method from list"]
["Cast In-situ"]
["Precast"]
["Prefabricated"]
["Tilt Slab"]
["Undefined"]
["Select Tank Shape from list"]
["Circular"]
["Irregular"]
["Oval"]
["Rectangular"]
["Undefined"]
["Select Lid Type from list"]
["Grated"]
["Solid"]
["Undefined"]
["Vented"]
["Select Lid Material from list"]
["Undefined"]
["Aluminium"]
["Steel"]
["Select Lid Shape from list"]
["Circular"]
["Oval"]
["Rectangular"]
["Undefined"]
["Select Lid Fixing from list"]
["Fixed In Place"]
["Free"]
["Hinged"]
["Hinged With Tie Off"]
["Screwed"]
["Sliding"]
["Undefined"]
["Select Lid Security from list"]
["Bolted"]
["Free"]
["Lockable"]
["Undefined"]
["Welded"]
["Enter Diameter (m)"]
["Enter Length (m)"]
["Enter Width (m)"]
["Enter Height (m)"]
["Enter Volume (m3)"]
["Select Material from list"]
["Brick"]
["Cast Iron"]
["Concrete - Reinforced"]
["Concrete - Unreinforced"]
["Concrete Block"]
["Corrugated  Steel"]
["Corrugated Aluminium"]
["Ductile Iron"]
["Fibreglass"]
["Glazed Earthenware"]
["Polyethylene"]
["Polyvinylchloride"]
["Timber"]
["Undefined"]
["Stainless Steel"]
["Select Construction Method from list"]
["Cast In-situ"]
["Precast"]
["Prefabricated"]
["Tilt Slab"]
["Undefined"]
["Select Tank Shape from list"]
["Circular"]
["Irregular"]
["Oval"]
["Rectangular"]
["Undefined"]
["Select Lid Type from list"]
["Grated"]
["Solid"]
["Undefined"]
["Vented"]
["Select Lid Material from list"]
["Undefined"]
["Aluminium"]
["Steel"]
["Select Lid Shape from list"]
["Circular"]
["Oval"]
["Rectangular"]
["Undefined"]
["Select Lid Fixing from list"]
["Fixed In Place"]
["Free"]
["Hinged"]
["Hinged With Tie Off"]
["Screwed"]
["Sliding"]
["Undefined"]
["Select Lid Security from list"]
["Bolted"]
["Free"]
["Lockable"]
["Undefined"]
["Welded"]
["Enter Diameter (m)"]
["Enter Length (m)"]
["Enter Width (m)"]
["Enter Height (m)"]
["Enter Volume (m3)"]
["Select Material from list"]
["Brick"]
["Cast Iron"]
["Concrete - Reinforced"]
["Concrete - Unreinforced"]
["Concrete Block"]
["Corrugated  Steel"]
["Corrugated Aluminium"]
["Ductile Iron"]
["Fibreglass"]
["Glazed Earthenware"]
["Polyethylene"]
["Polyvinylchloride"]
["Timber"]
["Undefined"]
["Stainless Steel"]
["Select Construction Method from list"]
["Cast In-situ"]
["Precast"]
["Prefabricated"]
["Tilt Slab"]
["Undefined"]
["Select Tank Shape from list"]
["Circular"]
["Irregular"]
["Oval"]
["Rectangular"]
["Undefined"]
["Select Lid Type from list"]
["Grated"]
["Solid"]
["Undefined"]
["Vented"]
["Select Lid Material from list"]
["Undefined"]
["Aluminium"]
["Steel"]
["Select Lid Shape from list"]
["Circular"]
["Oval"]
["Rectangular"]
["Undefined"]
["Select Lid Fixing from list"]
["Fixed In Place"]
["Free"]
["Hinged"]
["Hinged With Tie Off"]
["Screwed"]
["Sliding"]
["Undefined"]
["Select Lid Security from list"]
["Bolted"]
["Free"]
["Lockable"]
["Undefined"]
["Welded"]
["Enter Diameter (m)"]
["Enter Length (m)"]
["Enter Width (m)"]
["Enter Height (m)"]
["Enter Volume (m3)"]
["Enter Manufacturer"]
["Enter Model"]
["Enter Manufacturer"]
["Enter Model"]
["Enter Manufacturer"]
["Enter Model"]
["Enter Manufacturer"]
["Enter Model"]
["Enter Manufacturer"]
["Enter Model"]
["Select Locality from list"]
["Above Ground - Enclosed"]
["Above Ground - Exposed"]
["Submerged"]
["Undefined"]
["Underground - Buried"]
["Underground - Enclosed"]
["Enter Power Rating (kW)"]
["Enter Current Rating (A)"]
["Enter Isolation Rating (V)"]
["Select Locality from list"]
["Above Ground - Enclosed"]
["Above Ground - Exposed"]
["Submerged"]
["Undefined"]
["Underground - Buried"]
["Underground - Enclosed"]
["Enter Power Rating (kW)"]
["Enter Current Rating (A)"]
["Enter Isolation Rating (V)"]
["Select Locality from list"]
["Above Ground - Enclosed"]
["Above Ground - Exposed"]
["Submerged"]
["Undefined"]
["Underground - Buried"]
["Underground - Enclosed"]
["Enter Power Rating (kW)"]
["Enter Current Rating (A)"]
["Enter Isolation Rating (V)"]
["Select Locality from list"]
["Above Ground - Enclosed"]
["Above Ground - Exposed"]
["Submerged"]
["Undefined"]
["Underground - Buried"]
["Underground - Enclosed"]
["Enter Power Rating (kW)"]
["Enter Current Rating (A)"]
["Enter Isolation Rating (V)"]
["Select Locality from list"]
["Above Ground - Enclosed"]
["Above Ground - Exposed"]
["Submerged"]
["Undefined"]
["Underground - Buried"]
["Underground - Enclosed"]
["Enter Power Rating (kW)"]
["Enter Current Rating (A)"]
["Enter Isolation Rating (V)"]
["Enter Manufacturer"]
["Enter Model"]
["Enter Serial Number"]
["Enter Warranty Expiry Date"]
["Enter Manufacturer"]
["Enter Model"]
["Enter Serial Number"]
["Enter Warranty Expiry Date"]
["Enter Manufacturer"]
["Enter Model"]
["Enter Serial Number"]
["Enter Warranty Expiry Date"]
["Enter Manufacturer"]
["Enter Model"]
["Enter Serial Number"]
["Enter Warranty Expiry Date"]
["Enter Manufacturer"]
["Enter Model"]
["Enter Serial Number"]
["Enter Warranty Expiry Date"]
["Select Valve Type from list"]
["Air Release (Standard)"]
["Altitude"]
["Ball"]
["Butterfly"]
["Combination Air"]
["Diaphragm"]
["Duck Bill"]
["Float"]
["Flow Control"]
["Gate"]
["Non Return Valve"]
["Penstock"]
["Plug (Tap)"]
["Undefined"]
["Select Box Type from list"]
["Aluminium"]
["Cast Iron"]
["None"]
["Plastic - Jumbo"]
["Plastic - Narrow"]
["Plastic - Old"]
["Plastic - Regular"]
["RPZ Cover"]
["Steel Cage"]
["Timber"]
["Undefined"]
["Select Meter Type from list"]
["Electrical"]
["Mechanical"]
["None"]
["Non-Meter Ready"]
["Not Yet Assessed"]
["Undefined"]
["Select Backflow Type from list"]
["Air Gap"]
["Double Check - Testable"]
["Dual Check - Non Testable"]
["RPZ - Testable"]
["Single Check - Non Testable"]
["Single Check - Testable"]
["Undefined"]
["Select Backflow Hazard Cat from list"]
["High"]
["Low"]
["Medium"]
["Undefined"]
["Enter Diameter (mm)"]
["Enter Isolation Valve Qty"]
["Enter Meter Serial Number"]
["Select Valve Type from list"]
["Air Release (Standard)"]
["Altitude"]
["Ball"]
["Butterfly"]
["Combination Air"]
["Diaphragm"]
["Duck Bill"]
["Float"]
["Flow Control"]
["Gate"]
["Non Return Valve"]
["Penstock"]
["Plug (Tap)"]
["Undefined"]
["Select Box Type from list"]
["Aluminium"]
["Cast Iron"]
["None"]
["Plastic - Jumbo"]
["Plastic - Narrow"]
["Plastic - Old"]
["Plastic - Regular"]
["RPZ Cover"]
["Steel Cage"]
["Timber"]
["Undefined"]
["Select Meter Type from list"]
["Electrical"]
["Mechanical"]
["None"]
["Non-Meter Ready"]
["Not Yet Assessed"]
["Undefined"]
["Select Backflow Type from list"]
["Air Gap"]
["Double Check - Testable"]
["Dual Check - Non Testable"]
["RPZ - Testable"]
["Single Check - Non Testable"]
["Single Check - Testable"]
["Undefined"]
["Select Backflow Hazard Cat from list"]
["High"]
["Low"]
["Medium"]
["Undefined"]
["Enter Diameter (mm)"]
["Enter Isolation Valve Qty"]
["Enter Meter Serial Number"]
["Select Valve Type from list"]
["Air Release (Standard)"]
["Altitude"]
["Ball"]
["Butterfly"]
["Combination Air"]
["Diaphragm"]
["Duck Bill"]
["Float"]
["Flow Control"]
["Gate"]
["Non Return Valve"]
["Penstock"]
["Plug (Tap)"]
["Undefined"]
["Select Box Type from list"]
["Aluminium"]
["Cast Iron"]
["None"]
["Plastic - Jumbo"]
["Plastic - Narrow"]
["Plastic - Old"]
["Plastic - Regular"]
["RPZ Cover"]
["Steel Cage"]
["Timber"]
["Undefined"]
["Select Meter Type from list"]
["Electrical"]
["Mechanical"]
["None"]
["Non-Meter Ready"]
["Not Yet Assessed"]
["Undefined"]
["Select Backflow Type from list"]
["Air Gap"]
["Double Check - Testable"]
["Dual Check - Non Testable"]
["RPZ - Testable"]
["Single Check - Non Testable"]
["Single Check - Testable"]
["Undefined"]
["Select Backflow Hazard Cat from list"]
["High"]
["Low"]
["Medium"]
["Undefined"]
["Enter Diameter (mm)"]
["Enter Isolation Valve Qty"]
["Enter Meter Serial Number"]
["Select Valve Type from list"]
["Air Release (Standard)"]
["Altitude"]
["Ball"]
["Butterfly"]
["Combination Air"]
["Diaphragm"]
["Duck Bill"]
["Float"]
["Flow Control"]
["Gate"]
["Non Return Valve"]
["Penstock"]
["Plug (Tap)"]
["Undefined"]
["Select Box Type from list"]
["Aluminium"]
["Cast Iron"]
["None"]
["Plastic - Jumbo"]
["Plastic - Narrow"]
["Plastic - Old"]
["Plastic - Regular"]
["RPZ Cover"]
["Steel Cage"]
["Timber"]
["Undefined"]
["Select Meter Type from list"]
["Electrical"]
["Mechanical"]
["None"]
["Non-Meter Ready"]
["Not Yet Assessed"]
["Undefined"]
["Select Backflow Type from list"]
["Air Gap"]
["Double Check - Testable"]
["Dual Check - Non Testable"]
["RPZ - Testable"]
["Single Check - Non Testable"]
["Single Check - Testable"]
["Undefined"]
["Select Backflow Hazard Cat from list"]
["High"]
["Low"]
["Medium"]
["Undefined"]
["Enter Diameter (mm)"]
["Enter Isolation Valve Qty"]
["Enter Meter Serial Number"]
["Select Valve Type from list"]
["Air Release (Standard)"]
["Altitude"]
["Ball"]
["Butterfly"]
["Combination Air"]
["Diaphragm"]
["Duck Bill"]
["Float"]
["Flow Control"]
["Gate"]
["Non Return Valve"]
["Penstock"]
["Plug (Tap)"]
["Undefined"]
["Select Box Type from list"]
["Aluminium"]
["Cast Iron"]
["None"]
["Plastic - Jumbo"]
["Plastic - Narrow"]
["Plastic - Old"]
["Plastic - Regular"]
["RPZ Cover"]
["Steel Cage"]
["Timber"]
["Undefined"]
["Select Meter Type from list"]
["Electrical"]
["Mechanical"]
["None"]
["Non-Meter Ready"]
["Not Yet Assessed"]
["Undefined"]
["Select Backflow Type from list"]
["Air Gap"]
["Double Check - Testable"]
["Dual Check - Non Testable"]
["RPZ - Testable"]
["Single Check - Non Testable"]
["Single Check - Testable"]
["Undefined"]
["Select Backflow Hazard Cat from list"]
["High"]
["Low"]
["Medium"]
["Undefined"]
["Enter Diameter (mm)"]
["Enter Isolation Valve Qty"]
["Enter Meter Serial Number"]
["Select Material from list"]
["Concrete - Reinforced"]
["Aluminium"]
["Concrete - Unreinforced"]
["Concrete Block"]
["Fibre Cement Sheets"]
["Steel"]
["Timber"]
["Undefined"]
["Select Construction Method from list"]
["Cast In-situ"]
["Precast"]
["Prefabricated"]
["Tilt Slab"]
["Undefined"]
["Select Material from list"]
["Concrete - Reinforced"]
["Aluminium"]
["Concrete - Unreinforced"]
["Concrete Block"]
["Fibre Cement Sheets"]
["Steel"]
["Timber"]
["Undefined"]
["Select Construction Method from list"]
["Cast In-situ"]
["Precast"]
["Prefabricated"]
["Tilt Slab"]
["Undefined"]
["Select Material from list"]
["Concrete - Reinforced"]
["Aluminium"]
["Concrete - Unreinforced"]
["Concrete Block"]
["Fibre Cement Sheets"]
["Steel"]
["Timber"]
["Undefined"]
["Select Construction Method from list"]
["Cast In-situ"]
["Precast"]
["Prefabricated"]
["Tilt Slab"]
["Undefined"]
["Select Material from list"]
["Concrete - Reinforced"]
["Aluminium"]
["Concrete - Unreinforced"]
["Concrete Block"]
["Fibre Cement Sheets"]
["Steel"]
["Timber"]
["Undefined"]
["Select Construction Method from list"]
["Cast In-situ"]
["Precast"]
["Prefabricated"]
["Tilt Slab"]
["Undefined"]
["Select Material from list"]
["Concrete - Reinforced"]
["Aluminium"]
["Concrete - Unreinforced"]
["Concrete Block"]
["Fibre Cement Sheets"]
["Steel"]
["Timber"]
["Undefined"]
["Select Construction Method from list"]
["Cast In-situ"]
["Precast"]
["Prefabricated"]
["Tilt Slab"]
["Undefined"]
["Select Material from list"]
["Aluminium"]
["Aluflow Aluminium"]
["Asbestos Cement"]
["Asbestos Cement – Everite"]
["Asbestos Cement – Fibrolite"]
["Asbestos Cement – Superite"]
["Brick"]
["Cast Iron"]
["Ceramic"]
["Concrete - Reinforced"]
["Concrete - Unreinforced"]
["Corrugated Aluminium"]
["Corrugated Iron"]
["Corrugated Steel"]
["Corrugated Steel Galvanised"]
["Ductile Iron"]
["Earthenware"]
["Fibreglass"]
["Galvanised Iron"]
["Galvanised Steel"]
["Polyethylene - High Density"]
["Polyethylene - High-Density (Perforated)"]
["Polyethylene - Low Density"]
["Polyethylene - Medium (PE100)"]
["Polyethylene - Medium (PE80)"]
["Polyethylene - Medium Density"]
["Polypropylene"]
["Polyvinylchloride - Old"]
["Polyvinylchloride - Undefined"]
["Polyvinylchloride-M"]
["Polyvinylchloride-O"]
["Polyvinylchloride-U"]
["Polyvinylchloride-U (Perforated)"]
["Relined - Cure In Place"]
["Relined - Fold And Form Pac"]
["Relined - Spiral Wound Pac"]
["Stainless Steel"]
["Steel"]
["Steel Spiral Riveted"]
["Steel Spiral Welded"]
["Undefined"]
["Select Installation Method from list"]
["Above Ground"]
["Chain Trenching"]
["Drill Or Bore"]
["Open Trench"]
["Pipe Burst"]
["Plough"]
["Thrust"]
["Tunnel"]
["Undefined"]
["Select Locality from list"]
["Above Ground - Enclosed"]
["Above Ground - Exposed"]
["Submerged"]
["Undefined"]
["Underground - Buried"]
["Underground - Enclosed"]
["Select Pipe Type from list"]
["Gravity"]
["Pressure"]
["Syphon"]
["Undefined"]
["Vacuum"]
["Select Pipe Shape from list"]
["Arch"]
["Circular"]
["Oval"]
["Rectangular"]
["Undefined"]
["Enter Diameter (mm)"]
["Enter Length (m)"]
["Enter Quantity"]
["Select Material from list"]
["Aluminium"]
["Aluflow Aluminium"]
["Asbestos Cement"]
["Asbestos Cement – Everite"]
["Asbestos Cement – Fibrolite"]
["Asbestos Cement – Superite"]
["Brick"]
["Cast Iron"]
["Ceramic"]
["Concrete - Reinforced"]
["Concrete - Unreinforced"]
["Corrugated Aluminium"]
["Corrugated Iron"]
["Corrugated Steel"]
["Corrugated Steel Galvanised"]
["Ductile Iron"]
["Earthenware"]
["Fibreglass"]
["Galvanised Iron"]
["Galvanised Steel"]
["Polyethylene - High Density"]
["Polyethylene - High-Density (Perforated)"]
["Polyethylene - Low Density"]
["Polyethylene - Medium (PE100)"]
["Polyethylene - Medium (PE80)"]
["Polyethylene - Medium Density"]
["Polypropylene"]
["Polyvinylchloride - Old"]
["Polyvinylchloride - Undefined"]
["Polyvinylchloride-M"]
["Polyvinylchloride-O"]
["Polyvinylchloride-U"]
["Polyvinylchloride-U (Perforated)"]
["Relined - Cure In Place"]
["Relined - Fold And Form Pac"]
["Relined - Spiral Wound Pac"]
["Stainless Steel"]
["Steel"]
["Steel Spiral Riveted"]
["Steel Spiral Welded"]
["Undefined"]
["Select Installation Method from list"]
["Above Ground"]
["Chain Trenching"]
["Drill Or Bore"]
["Open Trench"]
["Pipe Burst"]
["Plough"]
["Thrust"]
["Tunnel"]
["Undefined"]
["Select Locality from list"]
["Above Ground - Enclosed"]
["Above Ground - Exposed"]
["Submerged"]
["Undefined"]
["Underground - Buried"]
["Underground - Enclosed"]
["Select Pipe Type from list"]
["Gravity"]
["Pressure"]
["Syphon"]
["Undefined"]
["Vacuum"]
["Select Pipe Shape from list"]
["Arch"]
["Circular"]
["Oval"]
["Rectangular"]
["Undefined"]
["Enter Diameter (mm)"]
["Enter Length (m)"]
["Enter Quantity"]
["Select Material from list"]
["Aluminium"]
["Aluflow Aluminium"]
["Asbestos Cement"]
["Asbestos Cement – Everite"]
["Asbestos Cement – Fibrolite"]
["Asbestos Cement – Superite"]
["Brick"]
["Cast Iron"]
["Ceramic"]
["Concrete - Reinforced"]
["Concrete - Unreinforced"]
["Corrugated Aluminium"]
["Corrugated Iron"]
["Corrugated Steel"]
["Corrugated Steel Galvanised"]
["Ductile Iron"]
["Earthenware"]
["Fibreglass"]
["Galvanised Iron"]
["Galvanised Steel"]
["Polyethylene - High Density"]
["Polyethylene - High-Density (Perforated)"]
["Polyethylene - Low Density"]
["Polyethylene - Medium (PE100)"]
["Polyethylene - Medium (PE80)"]
["Polyethylene - Medium Density"]
["Polypropylene"]
["Polyvinylchloride - Old"]
["Polyvinylchloride - Undefined"]
["Polyvinylchloride-M"]
["Polyvinylchloride-O"]
["Polyvinylchloride-U"]
["Polyvinylchloride-U (Perforated)"]
["Relined - Cure In Place"]
["Relined - Fold And Form Pac"]
["Relined - Spiral Wound Pac"]
["Stainless Steel"]
["Steel"]
["Steel Spiral Riveted"]
["Steel Spiral Welded"]
["Undefined"]
["Select Installation Method from list"]
["Above Ground"]
["Chain Trenching"]
["Drill Or Bore"]
["Open Trench"]
["Pipe Burst"]
["Plough"]
["Thrust"]
["Tunnel"]
["Undefined"]
["Select Locality from list"]
["Above Ground - Enclosed"]
["Above Ground - Exposed"]
["Submerged"]
["Undefined"]
["Underground - Buried"]
["Underground - Enclosed"]
["Select Pipe Type from list"]
["Gravity"]
["Pressure"]
["Syphon"]
["Undefined"]
["Vacuum"]
["Select Pipe Shape from list"]
["Arch"]
["Circular"]
["Oval"]
["Rectangular"]
["Undefined"]
["Enter Diameter (mm)"]
["Enter Length (m)"]
["Enter Quantity"]
["Select Material from list"]
["Aluminium"]
["Aluflow Aluminium"]
["Asbestos Cement"]
["Asbestos Cement – Everite"]
["Asbestos Cement – Fibrolite"]
["Asbestos Cement – Superite"]
["Brick"]
["Cast Iron"]
["Ceramic"]
["Concrete - Reinforced"]
["Concrete - Unreinforced"]
["Corrugated Aluminium"]
["Corrugated Iron"]
["Corrugated Steel"]
["Corrugated Steel Galvanised"]
["Ductile Iron"]
["Earthenware"]
["Fibreglass"]
["Galvanised Iron"]
["Galvanised Steel"]
["Polyethylene - High Density"]
["Polyethylene - High-Density (Perforated)"]
["Polyethylene - Low Density"]
["Polyethylene - Medium (PE100)"]
["Polyethylene - Medium (PE80)"]
["Polyethylene - Medium Density"]
["Polypropylene"]
["Polyvinylchloride - Old"]
["Polyvinylchloride - Undefined"]
["Polyvinylchloride-M"]
["Polyvinylchloride-O"]
["Polyvinylchloride-U"]
["Polyvinylchloride-U (Perforated)"]
["Relined - Cure In Place"]
["Relined - Fold And Form Pac"]
["Relined - Spiral Wound Pac"]
["Stainless Steel"]
["Steel"]
["Steel Spiral Riveted"]
["Steel Spiral Welded"]
["Undefined"]
["Select Installation Method from list"]
["Above Ground"]
["Chain Trenching"]
["Drill Or Bore"]
["Open Trench"]
["Pipe Burst"]
["Plough"]
["Thrust"]
["Tunnel"]
["Undefined"]
["Select Locality from list"]
["Above Ground - Enclosed"]
["Above Ground - Exposed"]
["Submerged"]
["Undefined"]
["Underground - Buried"]
["Underground - Enclosed"]
["Select Pipe Type from list"]
["Gravity"]
["Pressure"]
["Syphon"]
["Undefined"]
["Vacuum"]
["Select Pipe Shape from list"]
["Arch"]
["Circular"]
["Oval"]
["Rectangular"]
["Undefined"]
["Enter Diameter (mm)"]
["Enter Length (m)"]
["Enter Quantity"]
["Select Material from list"]
["Aluminium"]
["Aluflow Aluminium"]
["Asbestos Cement"]
["Asbestos Cement – Everite"]
["Asbestos Cement – Fibrolite"]
["Asbestos Cement – Superite"]
["Brick"]
["Cast Iron"]
["Ceramic"]
["Concrete - Reinforced"]
["Concrete - Unreinforced"]
["Corrugated Aluminium"]
["Corrugated Iron"]
["Corrugated Steel"]
["Corrugated Steel Galvanised"]
["Ductile Iron"]
["Earthenware"]
["Fibreglass"]
["Galvanised Iron"]
["Galvanised Steel"]
["Polyethylene - High Density"]
["Polyethylene - High-Density (Perforated)"]
["Polyethylene - Low Density"]
["Polyethylene - Medium (PE100)"]
["Polyethylene - Medium (PE80)"]
["Polyethylene - Medium Density"]
["Polypropylene"]
["Polyvinylchloride - Old"]
["Polyvinylchloride - Undefined"]
["Polyvinylchloride-M"]
["Polyvinylchloride-O"]
["Polyvinylchloride-U"]
["Polyvinylchloride-U (Perforated)"]
["Relined - Cure In Place"]
["Relined - Fold And Form Pac"]
["Relined - Spiral Wound Pac"]
["Stainless Steel"]
["Steel"]
["Steel Spiral Riveted"]
["Steel Spiral Welded"]
["Undefined"]
["Select Installation Method from list"]
["Above Ground"]
["Chain Trenching"]
["Drill Or Bore"]
["Open Trench"]
["Pipe Burst"]
["Plough"]
["Thrust"]
["Tunnel"]
["Undefined"]
["Select Locality from list"]
["Above Ground - Enclosed"]
["Above Ground - Exposed"]
["Submerged"]
["Undefined"]
["Underground - Buried"]
["Underground - Enclosed"]
["Select Pipe Type from list"]
["Gravity"]
["Pressure"]
["Syphon"]
["Undefined"]
["Vacuum"]
["Select Pipe Shape from list"]
["Arch"]
["Circular"]
["Oval"]
["Rectangular"]
["Undefined"]
["Enter Diameter (mm)"]
["Enter Length (m)"]
["Enter Quantity"]
["Select Input Voltage (V) from list"]
["120V (A.C)"]
["12V (D.C)"]
["240V (A.C)"]
["24V (D.C)"]
["430V (A.C)"]
["Undefined"]
["Enter Operating System"]
["Select Input Voltage (V) from list"]
["120V (A.C)"]
["12V (D.C)"]
["240V (A.C)"]
["24V (D.C)"]
["430V (A.C)"]
["Undefined"]
["Enter Operating System"]
["Select Input Voltage (V) from list"]
["120V (A.C)"]
["12V (D.C)"]
["240V (A.C)"]
["24V (D.C)"]
["430V (A.C)"]
["Undefined"]
["Enter Operating System"]
["Select Input Voltage (V) from list"]
["120V (A.C)"]
["12V (D.C)"]
["240V (A.C)"]
["24V (D.C)"]
["430V (A.C)"]
["Undefined"]
["Enter Operating System"]
["Select Input Voltage (V) from list"]
["120V (A.C)"]
["12V (D.C)"]
["240V (A.C)"]
["24V (D.C)"]
["430V (A.C)"]
["Undefined"]
["Enter Operating System"]
["Enter Manufacturer"]
["Enter Model"]
["Enter Serial Number"]
["Enter Warranty Expiry Date"]
["Enter Manufacturer"]
["Enter Model"]
["Enter Serial Number"]
["Enter Warranty Expiry Date"]
["Enter Manufacturer"]
["Enter Model"]
["Enter Serial Number"]
["Enter Warranty Expiry Date"]
["Enter Manufacturer"]
["Enter Model"]
["Enter Serial Number"]
["Enter Warranty Expiry Date"]
["Enter Manufacturer"]
["Enter Model"]
["Enter Serial Number"]
["Enter Warranty Expiry Date"]
["Select Locality from list"]
["Above Ground - Enclosed"]
["Above Ground - Exposed"]
["Submerged"]
["Undefined"]
["Underground - Buried"]
["Underground - Enclosed"]
["Select Output Voltage (V) from list"]
["120V (A.C)"]
["12V (D.C)"]
["240V (A.C)"]
["24V (D.C)"]
["430V (A.C)"]
["Undefined"]
["Select Input Voltage (V) from list"]
["120V (A.C)"]
["12V (D.C)"]
["240V (A.C)"]
["24V (D.C)"]
["430V (A.C)"]
["Undefined"]
["Enter Power Rating (kW)"]
["Enter Current Rating (A)"]
["Enter Output Rating (kV-A)"]
["Enter Isolation Rating (V)"]
["Select Locality from list"]
["Above Ground - Enclosed"]
["Above Ground - Exposed"]
["Submerged"]
["Undefined"]
["Underground - Buried"]
["Underground - Enclosed"]
["Select Output Voltage (V) from list"]
["120V (A.C)"]
["12V (D.C)"]
["240V (A.C)"]
["24V (D.C)"]
["430V (A.C)"]
["Undefined"]
["Select Input Voltage (V) from list"]
["120V (A.C)"]
["12V (D.C)"]
["240V (A.C)"]
["24V (D.C)"]
["430V (A.C)"]
["Undefined"]
["Enter Power Rating (kW)"]
["Enter Current Rating (A)"]
["Enter Output Rating (kV-A)"]
["Enter Isolation Rating (V)"]
["Select Locality from list"]
["Above Ground - Enclosed"]
["Above Ground - Exposed"]
["Submerged"]
["Undefined"]
["Underground - Buried"]
["Underground - Enclosed"]
["Select Output Voltage (V) from list"]
["120V (A.C)"]
["12V (D.C)"]
["240V (A.C)"]
["24V (D.C)"]
["430V (A.C)"]
["Undefined"]
["Select Input Voltage (V) from list"]
["120V (A.C)"]
["12V (D.C)"]
["240V (A.C)"]
["24V (D.C)"]
["430V (A.C)"]
["Undefined"]
["Enter Power Rating (kW)"]
["Enter Current Rating (A)"]
["Enter Output Rating (kV-A)"]
["Enter Isolation Rating (V)"]
["Select Locality from list"]
["Above Ground - Enclosed"]
["Above Ground - Exposed"]
["Submerged"]
["Undefined"]
["Underground - Buried"]
["Underground - Enclosed"]
["Select Output Voltage (V) from list"]
["120V (A.C)"]
["12V (D.C)"]
["240V (A.C)"]
["24V (D.C)"]
["430V (A.C)"]
["Undefined"]
["Select Input Voltage (V) from list"]
["120V (A.C)"]
["12V (D.C)"]
["240V (A.C)"]
["24V (D.C)"]
["430V (A.C)"]
["Undefined"]
["Enter Power Rating (kW)"]
["Enter Current Rating (A)"]
["Enter Output Rating (kV-A)"]
["Enter Isolation Rating (V)"]
["Select Locality from list"]
["Above Ground - Enclosed"]
["Above Ground - Exposed"]
["Submerged"]
["Undefined"]
["Underground - Buried"]
["Underground - Enclosed"]
["Select Output Voltage (V) from list"]
["120V (A.C)"]
["12V (D.C)"]
["240V (A.C)"]
["24V (D.C)"]
["430V (A.C)"]
["Undefined"]
["Select Input Voltage (V) from list"]
["120V (A.C)"]
["12V (D.C)"]
["240V (A.C)"]
["24V (D.C)"]
["430V (A.C)"]
["Undefined"]
["Enter Power Rating (kW)"]
["Enter Current Rating (A)"]
["Enter Output Rating (kV-A)"]
["Enter Isolation Rating (V)"]
["Enter Manufacturer"]
["Enter Model"]
["Enter Serial Number"]
["Enter Warranty Expiry Date"]
["Enter Manufacturer"]
["Enter Model"]
["Enter Serial Number"]
["Enter Warranty Expiry Date"]
["Enter Manufacturer"]
["Enter Model"]
["Enter Serial Number"]
["Enter Warranty Expiry Date"]
["Enter Manufacturer"]
["Enter Model"]
["Enter Serial Number"]
["Enter Warranty Expiry Date"]
["Enter Manufacturer"]
["Enter Model"]
["Enter Serial Number"]
["Enter Warranty Expiry Date"]
["Select Material from list"]
["Concrete - Reinforced"]
["Aluminium"]
["Concrete - Unreinforced"]
["Concrete Block"]
["Fibre Cement Sheets"]
["Steel"]
["Timber"]
["Undefined"]
["Select Construction Method from list"]
["Cast In-situ"]
["Precast"]
["Prefabricated"]
["Tilt Slab"]
["Undefined"]
["Enter Bar Spacing (mm)"]
["Enter Length (m)"]
["Enter Width (m)"]
["Enter Height (m)"]
["Select Material from list"]
["Concrete - Reinforced"]
["Aluminium"]
["Concrete - Unreinforced"]
["Concrete Block"]
["Fibre Cement Sheets"]
["Steel"]
["Timber"]
["Undefined"]
["Select Construction Method from list"]
["Cast In-situ"]
["Precast"]
["Prefabricated"]
["Tilt Slab"]
["Undefined"]
["Enter Bar Spacing (mm)"]
["Enter Length (m)"]
["Enter Width (m)"]
["Enter Height (m)"]
["Select Material from list"]
["Concrete - Reinforced"]
["Aluminium"]
["Concrete - Unreinforced"]
["Concrete Block"]
["Fibre Cement Sheets"]
["Steel"]
["Timber"]
["Undefined"]
["Select Construction Method from list"]
["Cast In-situ"]
["Precast"]
["Prefabricated"]
["Tilt Slab"]
["Undefined"]
["Enter Bar Spacing (mm)"]
["Enter Length (m)"]
["Enter Width (m)"]
["Enter Height (m)"]
["Select Material from list"]
["Concrete - Reinforced"]
["Aluminium"]
["Concrete - Unreinforced"]
["Concrete Block"]
["Fibre Cement Sheets"]
["Steel"]
["Timber"]
["Undefined"]
["Select Construction Method from list"]
["Cast In-situ"]
["Precast"]
["Prefabricated"]
["Tilt Slab"]
["Undefined"]
["Enter Bar Spacing (mm)"]
["Enter Length (m)"]
["Enter Width (m)"]
["Enter Height (m)"]
["Select Material from list"]
["Concrete - Reinforced"]
["Aluminium"]
["Concrete - Unreinforced"]
["Concrete Block"]
["Fibre Cement Sheets"]
["Steel"]
["Timber"]
["Undefined"]
["Select Construction Method from list"]
["Cast In-situ"]
["Precast"]
["Prefabricated"]
["Tilt Slab"]
["Undefined"]
["Enter Bar Spacing (mm)"]
["Enter Length (m)"]
["Enter Width (m)"]
["Enter Height (m)"]
["Select Filter Media from list"]
["Boulders"]
["Cage"]
["Cartridge"]
["Earth"]
["Filter Bed"]
["Filter Cloth"]
["Flat Panel"]
["Gravel"]
["Sand"]
["Screen"]
["Soil"]
["Undefined"]
["Select Lining Material from list"]
["Geo Membrane"]
["Polyethylene High Density "]
["Polyvinylchloride"]
["Undefined"]
["Enter Length (mm)"]
["Enter Width (mm)"]
["Enter Diameter (mm)"]
["Enter Depth (mm)"]
["Enter Surface Area (m2)"]
["Enter Infiltration (L/min)"]
["Select Filter Media from list"]
["Boulders"]
["Cage"]
["Cartridge"]
["Earth"]
["Filter Bed"]
["Filter Cloth"]
["Flat Panel"]
["Gravel"]
["Sand"]
["Screen"]
["Soil"]
["Undefined"]
["Select Lining Material from list"]
["Geo Membrane"]
["Polyethylene High Density "]
["Polyvinylchloride"]
["Undefined"]
["Enter Length (mm)"]
["Enter Width (mm)"]
["Enter Diameter (mm)"]
["Enter Depth (mm)"]
["Enter Surface Area (m2)"]
["Enter Infiltration (L/min)"]
["Select Filter Media from list"]
["Boulders"]
["Cage"]
["Cartridge"]
["Earth"]
["Filter Bed"]
["Filter Cloth"]
["Flat Panel"]
["Gravel"]
["Sand"]
["Screen"]
["Soil"]
["Undefined"]
["Select Lining Material from list"]
["Geo Membrane"]
["Polyethylene High Density "]
["Polyvinylchloride"]
["Undefined"]
["Enter Length (mm)"]
["Enter Width (mm)"]
["Enter Diameter (mm)"]
["Enter Depth (mm)"]
["Enter Surface Area (m2)"]
["Enter Infiltration (L/min)"]
["Select Filter Media from list"]
["Boulders"]
["Cage"]
["Cartridge"]
["Earth"]
["Filter Bed"]
["Filter Cloth"]
["Flat Panel"]
["Gravel"]
["Sand"]
["Screen"]
["Soil"]
["Undefined"]
["Select Lining Material from list"]
["Geo Membrane"]
["Polyethylene High Density "]
["Polyvinylchloride"]
["Undefined"]
["Enter Length (mm)"]
["Enter Width (mm)"]
["Enter Diameter (mm)"]
["Enter Depth (mm)"]
["Enter Surface Area (m2)"]
["Enter Infiltration (L/min)"]
["Select Filter Media from list"]
["Boulders"]
["Cage"]
["Cartridge"]
["Earth"]
["Filter Bed"]
["Filter Cloth"]
["Flat Panel"]
["Gravel"]
["Sand"]
["Screen"]
["Soil"]
["Undefined"]
["Select Lining Material from list"]
["Geo Membrane"]
["Polyethylene High Density "]
["Polyvinylchloride"]
["Undefined"]
["Enter Length (mm)"]
["Enter Width (mm)"]
["Enter Diameter (mm)"]
["Enter Depth (mm)"]
["Enter Surface Area (m2)"]
["Enter Infiltration (L/min)"]
["Enter Manufacturer"]
["Enter Model"]
["Enter Serial Number"]
["Enter Manufacturer"]
["Enter Model"]
["Enter Serial Number"]
["Enter Manufacturer"]
["Enter Model"]
["Enter Serial Number"]
["Enter Manufacturer"]
["Enter Model"]
["Enter Serial Number"]
["Enter Manufacturer"]
["Enter Model"]
["Enter Serial Number"]
["Select Locality from list"]
["Above Ground - Enclosed"]
["Above Ground - Exposed"]
["Submerged"]
["Undefined"]
["Underground - Buried"]
["Underground - Enclosed"]
["Select Input Voltage (V) from list"]
["120V (A.C)"]
["12V (D.C)"]
["240V (A.C)"]
["24V (D.C)"]
["430V (A.C)"]
["Undefined"]
["Enter Power Rating (kW)"]
["Enter Current Rating (A)"]
["Select Locality from list"]
["Above Ground - Enclosed"]
["Above Ground - Exposed"]
["Submerged"]
["Undefined"]
["Underground - Buried"]
["Underground - Enclosed"]
["Select Input Voltage (V) from list"]
["120V (A.C)"]
["12V (D.C)"]
["240V (A.C)"]
["24V (D.C)"]
["430V (A.C)"]
["Undefined"]
["Enter Power Rating (kW)"]
["Enter Current Rating (A)"]
["Select Locality from list"]
["Above Ground - Enclosed"]
["Above Ground - Exposed"]
["Submerged"]
["Undefined"]
["Underground - Buried"]
["Underground - Enclosed"]
["Select Input Voltage (V) from list"]
["120V (A.C)"]
["12V (D.C)"]
["240V (A.C)"]
["24V (D.C)"]
["430V (A.C)"]
["Undefined"]
["Enter Power Rating (kW)"]
["Enter Current Rating (A)"]
["Select Locality from list"]
["Above Ground - Enclosed"]
["Above Ground - Exposed"]
["Submerged"]
["Undefined"]
["Underground - Buried"]
["Underground - Enclosed"]
["Select Input Voltage (V) from list"]
["120V (A.C)"]
["12V (D.C)"]
["240V (A.C)"]
["24V (D.C)"]
["430V (A.C)"]
["Undefined"]
["Enter Power Rating (kW)"]
["Enter Current Rating (A)"]
["Select Locality from list"]
["Above Ground - Enclosed"]
["Above Ground - Exposed"]
["Submerged"]
["Undefined"]
["Underground - Buried"]
["Underground - Enclosed"]
["Select Input Voltage (V) from list"]
["120V (A.C)"]
["12V (D.C)"]
["240V (A.C)"]
["24V (D.C)"]
["430V (A.C)"]
["Undefined"]
["Enter Power Rating (kW)"]
["Enter Current Rating (A)"]
["Enter Manufacturer"]
["Enter Model"]
["Enter Serial Number"]
["Enter Warranty Expiry Date"]
["Enter Manufacturer"]
["Enter Model"]
["Enter Serial Number"]
["Enter Warranty Expiry Date"]
["Enter Manufacturer"]
["Enter Model"]
["Enter Serial Number"]
["Enter Warranty Expiry Date"]
["Enter Manufacturer"]
["Enter Model"]
["Enter Serial Number"]
["Enter Warranty Expiry Date"]
["Enter Manufacturer"]
["Enter Model"]
["Enter Serial Number"]
["Enter Warranty Expiry Date"]
["Select Material from list"]
["Aluminium"]
["Aluflow Aluminium"]
["Asbestos Cement"]
["Asbestos Cement – Everite"]
["Asbestos Cement – Fibrolite"]
["Asbestos Cement – Superite"]
["Brick"]
["Cast Iron"]
["Ceramic"]
["Concrete - Reinforced"]
["Concrete - Unreinforced"]
["Corrugated Aluminium"]
["Corrugated Iron"]
["Corrugated Steel"]
["Corrugated Steel Galvanised"]
["Ductile Iron"]
["Earthenware"]
["Fibreglass"]
["Galvanised Iron"]
["Galvanised Steel"]
["Polyethylene - High Density"]
["Polyethylene - High-Density (Perforated)"]
["Polyethylene - Low Density"]
["Polyethylene - Medium (PE100)"]
["Polyethylene - Medium (PE80)"]
["Polyethylene - Medium Density"]
["Polypropylene"]
["Polyvinylchloride - Old"]
["Polyvinylchloride - Undefined"]
["Polyvinylchloride-M"]
["Polyvinylchloride-O"]
["Polyvinylchloride-U"]
["Polyvinylchloride-U (Perforated)"]
["Relined - Cure In Place"]
["Relined - Fold And Form Pac"]
["Relined - Spiral Wound Pac"]
["Stainless Steel"]
["Steel"]
["Steel Spiral Riveted"]
["Steel Spiral Welded"]
["Undefined"]
["Select Installation Method from list"]
["Above Ground"]
["Chain Trenching"]
["Drill Or Bore"]
["Open Trench"]
["Pipe Burst"]
["Plough"]
["Thrust"]
["Tunnel"]
["Undefined"]
["Select Locality from list"]
["Above Ground - Enclosed"]
["Above Ground - Exposed"]
["Submerged"]
["Undefined"]
["Underground - Buried"]
["Underground - Enclosed"]
["Select Pipe Shape from list"]
["Arch"]
["Circular"]
["Oval"]
["Rectangular"]
["Undefined"]
["Enter Diameter (mm)"]
["Enter Length (m)"]
["Enter Width (mm)"]
["Enter Height (mm)"]
["Enter Upstream RL (m)"]
["Enter Downstream RL (m)"]
["Select Material from list"]
["Aluminium"]
["Aluflow Aluminium"]
["Asbestos Cement"]
["Asbestos Cement – Everite"]
["Asbestos Cement – Fibrolite"]
["Asbestos Cement – Superite"]
["Brick"]
["Cast Iron"]
["Ceramic"]
["Concrete - Reinforced"]
["Concrete - Unreinforced"]
["Corrugated Aluminium"]
["Corrugated Iron"]
["Corrugated Steel"]
["Corrugated Steel Galvanised"]
["Ductile Iron"]
["Earthenware"]
["Fibreglass"]
["Galvanised Iron"]
["Galvanised Steel"]
["Polyethylene - High Density"]
["Polyethylene - High-Density (Perforated)"]
["Polyethylene - Low Density"]
["Polyethylene - Medium (PE100)"]
["Polyethylene - Medium (PE80)"]
["Polyethylene - Medium Density"]
["Polypropylene"]
["Polyvinylchloride - Old"]
["Polyvinylchloride - Undefined"]
["Polyvinylchloride-M"]
["Polyvinylchloride-O"]
["Polyvinylchloride-U"]
["Polyvinylchloride-U (Perforated)"]
["Relined - Cure In Place"]
["Relined - Fold And Form Pac"]
["Relined - Spiral Wound Pac"]
["Stainless Steel"]
["Steel"]
["Steel Spiral Riveted"]
["Steel Spiral Welded"]
["Undefined"]
["Select Installation Method from list"]
["Above Ground"]
["Chain Trenching"]
["Drill Or Bore"]
["Open Trench"]
["Pipe Burst"]
["Plough"]
["Thrust"]
["Tunnel"]
["Undefined"]
["Select Locality from list"]
["Above Ground - Enclosed"]
["Above Ground - Exposed"]
["Submerged"]
["Undefined"]
["Underground - Buried"]
["Underground - Enclosed"]
["Select Pipe Shape from list"]
["Arch"]
["Circular"]
["Oval"]
["Rectangular"]
["Undefined"]
["Enter Diameter (mm)"]
["Enter Length (m)"]
["Enter Width (mm)"]
["Enter Height (mm)"]
["Enter Upstream RL (m)"]
["Enter Downstream RL (m)"]
["Select Material from list"]
["Aluminium"]
["Aluflow Aluminium"]
["Asbestos Cement"]
["Asbestos Cement – Everite"]
["Asbestos Cement – Fibrolite"]
["Asbestos Cement – Superite"]
["Brick"]
["Cast Iron"]
["Ceramic"]
["Concrete - Reinforced"]
["Concrete - Unreinforced"]
["Corrugated Aluminium"]
["Corrugated Iron"]
["Corrugated Steel"]
["Corrugated Steel Galvanised"]
["Ductile Iron"]
["Earthenware"]
["Fibreglass"]
["Galvanised Iron"]
["Galvanised Steel"]
["Polyethylene - High Density"]
["Polyethylene - High-Density (Perforated)"]
["Polyethylene - Low Density"]
["Polyethylene - Medium (PE100)"]
["Polyethylene - Medium (PE80)"]
["Polyethylene - Medium Density"]
["Polypropylene"]
["Polyvinylchloride - Old"]
["Polyvinylchloride - Undefined"]
["Polyvinylchloride-M"]
["Polyvinylchloride-O"]
["Polyvinylchloride-U"]
["Polyvinylchloride-U (Perforated)"]
["Relined - Cure In Place"]
["Relined - Fold And Form Pac"]
["Relined - Spiral Wound Pac"]
["Stainless Steel"]
["Steel"]
["Steel Spiral Riveted"]
["Steel Spiral Welded"]
["Undefined"]
["Select Installation Method from list"]
["Above Ground"]
["Chain Trenching"]
["Drill Or Bore"]
["Open Trench"]
["Pipe Burst"]
["Plough"]
["Thrust"]
["Tunnel"]
["Undefined"]
["Select Locality from list"]
["Above Ground - Enclosed"]
["Above Ground - Exposed"]
["Submerged"]
["Undefined"]
["Underground - Buried"]
["Underground - Enclosed"]
["Select Pipe Shape from list"]
["Arch"]
["Circular"]
["Oval"]
["Rectangular"]
["Undefined"]
["Enter Diameter (mm)"]
["Enter Length (m)"]
["Enter Width (mm)"]
["Enter Height (mm)"]
["Enter Upstream RL (m)"]
["Enter Downstream RL (m)"]
["Select Material from list"]
["Aluminium"]
["Aluflow Aluminium"]
["Asbestos Cement"]
["Asbestos Cement – Everite"]
["Asbestos Cement – Fibrolite"]
["Asbestos Cement – Superite"]
["Brick"]
["Cast Iron"]
["Ceramic"]
["Concrete - Reinforced"]
["Concrete - Unreinforced"]
["Corrugated Aluminium"]
["Corrugated Iron"]
["Corrugated Steel"]
["Corrugated Steel Galvanised"]
["Ductile Iron"]
["Earthenware"]
["Fibreglass"]
["Galvanised Iron"]
["Galvanised Steel"]
["Polyethylene - High Density"]
["Polyethylene - High-Density (Perforated)"]
["Polyethylene - Low Density"]
["Polyethylene - Medium (PE100)"]
["Polyethylene - Medium (PE80)"]
["Polyethylene - Medium Density"]
["Polypropylene"]
["Polyvinylchloride - Old"]
["Polyvinylchloride - Undefined"]
["Polyvinylchloride-M"]
["Polyvinylchloride-O"]
["Polyvinylchloride-U"]
["Polyvinylchloride-U (Perforated)"]
["Relined - Cure In Place"]
["Relined - Fold And Form Pac"]
["Relined - Spiral Wound Pac"]
["Stainless Steel"]
["Steel"]
["Steel Spiral Riveted"]
["Steel Spiral Welded"]
["Undefined"]
["Select Installation Method from list"]
["Above Ground"]
["Chain Trenching"]
["Drill Or Bore"]
["Open Trench"]
["Pipe Burst"]
["Plough"]
["Thrust"]
["Tunnel"]
["Undefined"]
["Select Locality from list"]
["Above Ground - Enclosed"]
["Above Ground - Exposed"]
["Submerged"]
["Undefined"]
["Underground - Buried"]
["Underground - Enclosed"]
["Select Pipe Shape from list"]
["Arch"]
["Circular"]
["Oval"]
["Rectangular"]
["Undefined"]
["Enter Diameter (mm)"]
["Enter Length (m)"]
["Enter Width (mm)"]
["Enter Height (mm)"]
["Enter Upstream RL (m)"]
["Enter Downstream RL (m)"]
["Select Material from list"]
["Aluminium"]
["Aluflow Aluminium"]
["Asbestos Cement"]
["Asbestos Cement – Everite"]
["Asbestos Cement – Fibrolite"]
["Asbestos Cement – Superite"]
["Brick"]
["Cast Iron"]
["Ceramic"]
["Concrete - Reinforced"]
["Concrete - Unreinforced"]
["Corrugated Aluminium"]
["Corrugated Iron"]
["Corrugated Steel"]
["Corrugated Steel Galvanised"]
["Ductile Iron"]
["Earthenware"]
["Fibreglass"]
["Galvanised Iron"]
["Galvanised Steel"]
["Polyethylene - High Density"]
["Polyethylene - High-Density (Perforated)"]
["Polyethylene - Low Density"]
["Polyethylene - Medium (PE100)"]
["Polyethylene - Medium (PE80)"]
["Polyethylene - Medium Density"]
["Polypropylene"]
["Polyvinylchloride - Old"]
["Polyvinylchloride - Undefined"]
["Polyvinylchloride-M"]
["Polyvinylchloride-O"]
["Polyvinylchloride-U"]
["Polyvinylchloride-U (Perforated)"]
["Relined - Cure In Place"]
["Relined - Fold And Form Pac"]
["Relined - Spiral Wound Pac"]
["Stainless Steel"]
["Steel"]
["Steel Spiral Riveted"]
["Steel Spiral Welded"]
["Undefined"]
["Select Installation Method from list"]
["Above Ground"]
["Chain Trenching"]
["Drill Or Bore"]
["Open Trench"]
["Pipe Burst"]
["Plough"]
["Thrust"]
["Tunnel"]
["Undefined"]
["Select Locality from list"]
["Above Ground - Enclosed"]
["Above Ground - Exposed"]
["Submerged"]
["Undefined"]
["Underground - Buried"]
["Underground - Enclosed"]
["Select Pipe Shape from list"]
["Arch"]
["Circular"]
["Oval"]
["Rectangular"]
["Undefined"]
["Enter Diameter (mm)"]
["Enter Length (m)"]
["Enter Width (mm)"]
["Enter Height (mm)"]
["Enter Upstream RL (m)"]
["Enter Downstream RL (m)"]
["Select Input Voltage (V) from list"]
["120V (A.C)"]
["12V (D.C)"]
["240V (A.C)"]
["24V (D.C)"]
["430V (A.C)"]
["Undefined"]
["Select Locality from list"]
["Above Ground - Enclosed"]
["Above Ground - Exposed"]
["Submerged"]
["Undefined"]
["Underground - Buried"]
["Underground - Enclosed"]
["Select Monitoring Type from list"]
["Internal Logger"]
["Remote Logger"]
["SCADA"]
["Undefined"]
["Select Comms Protocol from list"]
["0-5 volts"]
["4-20mA"]
["Datran"]
["DF1"]
["Modbus"]
["RS232"]
["Undefined"]
["Enter Calibration Agent"]
["Enter Calibration Number"]
["Enter Calibration Exp Date"]
["Enter Instrument Range"]
["Select Input Voltage (V) from list"]
["120V (A.C)"]
["12V (D.C)"]
["240V (A.C)"]
["24V (D.C)"]
["430V (A.C)"]
["Undefined"]
["Select Locality from list"]
["Above Ground - Enclosed"]
["Above Ground - Exposed"]
["Submerged"]
["Undefined"]
["Underground - Buried"]
["Underground - Enclosed"]
["Select Monitoring Type from list"]
["Internal Logger"]
["Remote Logger"]
["SCADA"]
["Undefined"]
["Select Comms Protocol from list"]
["0-5 volts"]
["4-20mA"]
["Datran"]
["DF1"]
["Modbus"]
["RS232"]
["Undefined"]
["Enter Calibration Agent"]
["Enter Calibration Number"]
["Enter Calibration Exp Date"]
["Enter Instrument Range"]
["Select Input Voltage (V) from list"]
["120V (A.C)"]
["12V (D.C)"]
["240V (A.C)"]
["24V (D.C)"]
["430V (A.C)"]
["Undefined"]
["Select Locality from list"]
["Above Ground - Enclosed"]
["Above Ground - Exposed"]
["Submerged"]
["Undefined"]
["Underground - Buried"]
["Underground - Enclosed"]
["Select Monitoring Type from list"]
["Internal Logger"]
["Remote Logger"]
["SCADA"]
["Undefined"]
["Select Comms Protocol from list"]
["0-5 volts"]
["4-20mA"]
["Datran"]
["DF1"]
["Modbus"]
["RS232"]
["Undefined"]
["Enter Calibration Agent"]
["Enter Calibration Number"]
["Enter Calibration Exp Date"]
["Enter Instrument Range"]
["Select Input Voltage (V) from list"]
["120V (A.C)"]
["12V (D.C)"]
["240V (A.C)"]
["24V (D.C)"]
["430V (A.C)"]
["Undefined"]
["Select Locality from list"]
["Above Ground - Enclosed"]
["Above Ground - Exposed"]
["Submerged"]
["Undefined"]
["Underground - Buried"]
["Underground - Enclosed"]
["Select Monitoring Type from list"]
["Internal Logger"]
["Remote Logger"]
["SCADA"]
["Undefined"]
["Select Comms Protocol from list"]
["0-5 volts"]
["4-20mA"]
["Datran"]
["DF1"]
["Modbus"]
["RS232"]
["Undefined"]
["Enter Calibration Agent"]
["Enter Calibration Number"]
["Enter Calibration Exp Date"]
["Enter Instrument Range"]
["Select Input Voltage (V) from list"]
["120V (A.C)"]
["12V (D.C)"]
["240V (A.C)"]
["24V (D.C)"]
["430V (A.C)"]
["Undefined"]
["Select Locality from list"]
["Above Ground - Enclosed"]
["Above Ground - Exposed"]
["Submerged"]
["Undefined"]
["Underground - Buried"]
["Underground - Enclosed"]
["Select Monitoring Type from list"]
["Internal Logger"]
["Remote Logger"]
["SCADA"]
["Undefined"]
["Select Comms Protocol from list"]
["0-5 volts"]
["4-20mA"]
["Datran"]
["DF1"]
["Modbus"]
["RS232"]
["Undefined"]
["Enter Calibration Agent"]
["Enter Calibration Number"]
["Enter Calibration Exp Date"]
["Enter Instrument Range"]
["Enter Manufacturer"]
["Enter Model"]
["Enter Serial Number"]
["Enter Warranty Expiry Date"]
["Enter Manufacturer"]
["Enter Model"]
["Enter Serial Number"]
["Enter Warranty Expiry Date"]
["Enter Manufacturer"]
["Enter Model"]
["Enter Serial Number"]
["Enter Warranty Expiry Date"]
["Enter Manufacturer"]
["Enter Model"]
["Enter Serial Number"]
["Enter Warranty Expiry Date"]
["Enter Manufacturer"]
["Enter Model"]
["Enter Serial Number"]
["Enter Warranty Expiry Date"]
["Select Locality from list"]
["Above Ground - Enclosed"]
["Above Ground - Exposed"]
["Submerged"]
["Undefined"]
["Underground - Buried"]
["Underground - Enclosed"]
["Select Input Voltage (V) from list"]
["120V (A.C)"]
["12V (D.C)"]
["240V (A.C)"]
["24V (D.C)"]
["430V (A.C)"]
["Undefined"]
["Select Monitoring Type from list"]
["Internal Logger"]
["Remote Logger"]
["SCADA"]
["Undefined"]
["Enter Power Rating (kW)"]
["Enter Current Rating (A)"]
["Enter Cable Length (m)"]
["Enter UV Lamp Count"]
["Enter Rated Flow (L/min)"]
["Enter UVT Rating"]
["Select Locality from list"]
["Above Ground - Enclosed"]
["Above Ground - Exposed"]
["Submerged"]
["Undefined"]
["Underground - Buried"]
["Underground - Enclosed"]
["Select Input Voltage (V) from list"]
["120V (A.C)"]
["12V (D.C)"]
["240V (A.C)"]
["24V (D.C)"]
["430V (A.C)"]
["Undefined"]
["Select Monitoring Type from list"]
["Internal Logger"]
["Remote Logger"]
["SCADA"]
["Undefined"]
["Enter Power Rating (kW)"]
["Enter Current Rating (A)"]
["Enter Cable Length (m)"]
["Enter UV Lamp Count"]
["Enter Rated Flow (L/min)"]
["Enter UVT Rating"]
["Select Locality from list"]
["Above Ground - Enclosed"]
["Above Ground - Exposed"]
["Submerged"]
["Undefined"]
["Underground - Buried"]
["Underground - Enclosed"]
["Select Input Voltage (V) from list"]
["120V (A.C)"]
["12V (D.C)"]
["240V (A.C)"]
["24V (D.C)"]
["430V (A.C)"]
["Undefined"]
["Select Monitoring Type from list"]
["Internal Logger"]
["Remote Logger"]
["SCADA"]
["Undefined"]
["Enter Power Rating (kW)"]
["Enter Current Rating (A)"]
["Enter Cable Length (m)"]
["Enter UV Lamp Count"]
["Enter Rated Flow (L/min)"]
["Enter UVT Rating"]
["Select Locality from list"]
["Above Ground - Enclosed"]
["Above Ground - Exposed"]
["Submerged"]
["Undefined"]
["Underground - Buried"]
["Underground - Enclosed"]
["Select Input Voltage (V) from list"]
["120V (A.C)"]
["12V (D.C)"]
["240V (A.C)"]
["24V (D.C)"]
["430V (A.C)"]
["Undefined"]
["Select Monitoring Type from list"]
["Internal Logger"]
["Remote Logger"]
["SCADA"]
["Undefined"]
["Enter Power Rating (kW)"]
["Enter Current Rating (A)"]
["Enter Cable Length (m)"]
["Enter UV Lamp Count"]
["Enter Rated Flow (L/min)"]
["Enter UVT Rating"]
["Select Locality from list"]
["Above Ground - Enclosed"]
["Above Ground - Exposed"]
["Submerged"]
["Undefined"]
["Underground - Buried"]
["Underground - Enclosed"]
["Select Input Voltage (V) from list"]
["120V (A.C)"]
["12V (D.C)"]
["240V (A.C)"]
["24V (D.C)"]
["430V (A.C)"]
["Undefined"]
["Select Monitoring Type from list"]
["Internal Logger"]
["Remote Logger"]
["SCADA"]
["Undefined"]
["Enter Power Rating (kW)"]
["Enter Current Rating (A)"]
["Enter Cable Length (m)"]
["Enter UV Lamp Count"]
["Enter Rated Flow (L/min)"]
["Enter UVT Rating"]
["Enter Manufacturer"]
["Enter Model"]
["Enter Serial Number"]
["Enter Warranty Expiry Date"]
["Enter Manufacturer"]
["Enter Model"]
["Enter Serial Number"]
["Enter Warranty Expiry Date"]
["Enter Manufacturer"]
["Enter Model"]
["Enter Serial Number"]
["Enter Warranty Expiry Date"]
["Enter Manufacturer"]
["Enter Model"]
["Enter Serial Number"]
["Enter Warranty Expiry Date"]
["Enter Manufacturer"]
["Enter Model"]
["Enter Serial Number"]
["Enter Warranty Expiry Date"]
["Select Locality from list"]
["Above Ground - Enclosed"]
["Above Ground - Exposed"]
["Submerged"]
["Undefined"]
["Underground - Buried"]
["Underground - Enclosed"]
["Select Output Voltage (V) from list"]
["120V (A.C)"]
["12V (D.C)"]
["240V (A.C)"]
["24V (D.C)"]
["430V (A.C)"]
["Undefined"]
["Select Input Voltage (V) from list"]
["120V (A.C)"]
["12V (D.C)"]
["240V (A.C)"]
["24V (D.C)"]
["430V (A.C)"]
["Undefined"]
["Select Monitoring Type from list"]
["Internal Logger"]
["Remote Logger"]
["SCADA"]
["Undefined"]
["Enter Power Rating (kW)"]
["Enter Current Rating (A)"]
["Enter Battery Size (A-hr)"]
["Select Locality from list"]
["Above Ground - Enclosed"]
["Above Ground - Exposed"]
["Submerged"]
["Undefined"]
["Underground - Buried"]
["Underground - Enclosed"]
["Select Output Voltage (V) from list"]
["120V (A.C)"]
["12V (D.C)"]
["240V (A.C)"]
["24V (D.C)"]
["430V (A.C)"]
["Undefined"]
["Select Input Voltage (V) from list"]
["120V (A.C)"]
["12V (D.C)"]
["240V (A.C)"]
["24V (D.C)"]
["430V (A.C)"]
["Undefined"]
["Select Monitoring Type from list"]
["Internal Logger"]
["Remote Logger"]
["SCADA"]
["Undefined"]
["Enter Power Rating (kW)"]
["Enter Current Rating (A)"]
["Enter Battery Size (A-hr)"]
["Select Locality from list"]
["Above Ground - Enclosed"]
["Above Ground - Exposed"]
["Submerged"]
["Undefined"]
["Underground - Buried"]
["Underground - Enclosed"]
["Select Output Voltage (V) from list"]
["120V (A.C)"]
["12V (D.C)"]
["240V (A.C)"]
["24V (D.C)"]
["430V (A.C)"]
["Undefined"]
["Select Input Voltage (V) from list"]
["120V (A.C)"]
["12V (D.C)"]
["240V (A.C)"]
["24V (D.C)"]
["430V (A.C)"]
["Undefined"]
["Select Monitoring Type from list"]
["Internal Logger"]
["Remote Logger"]
["SCADA"]
["Undefined"]
["Enter Power Rating (kW)"]
["Enter Current Rating (A)"]
["Enter Battery Size (A-hr)"]
["Select Locality from list"]
["Above Ground - Enclosed"]
["Above Ground - Exposed"]
["Submerged"]
["Undefined"]
["Underground - Buried"]
["Underground - Enclosed"]
["Select Output Voltage (V) from list"]
["120V (A.C)"]
["12V (D.C)"]
["240V (A.C)"]
["24V (D.C)"]
["430V (A.C)"]
["Undefined"]
["Select Input Voltage (V) from list"]
["120V (A.C)"]
["12V (D.C)"]
["240V (A.C)"]
["24V (D.C)"]
["430V (A.C)"]
["Undefined"]
["Select Monitoring Type from list"]
["Internal Logger"]
["Remote Logger"]
["SCADA"]
["Undefined"]
["Enter Power Rating (kW)"]
["Enter Current Rating (A)"]
["Enter Battery Size (A-hr)"]
["Select Locality from list"]
["Above Ground - Enclosed"]
["Above Ground - Exposed"]
["Submerged"]
["Undefined"]
["Underground - Buried"]
["Underground - Enclosed"]
["Select Output Voltage (V) from list"]
["120V (A.C)"]
["12V (D.C)"]
["240V (A.C)"]
["24V (D.C)"]
["430V (A.C)"]
["Undefined"]
["Select Input Voltage (V) from list"]
["120V (A.C)"]
["12V (D.C)"]
["240V (A.C)"]
["24V (D.C)"]
["430V (A.C)"]
["Undefined"]
["Select Monitoring Type from list"]
["Internal Logger"]
["Remote Logger"]
["SCADA"]
["Undefined"]
["Enter Power Rating (kW)"]
["Enter Current Rating (A)"]
["Enter Battery Size (A-hr)"]
["Enter Manufacturer"]
["Enter Model"]
["Enter Serial Number"]
["Enter Warranty Expiry Date"]
["Enter Manufacturer"]
["Enter Model"]
["Enter Serial Number"]
["Enter Warranty Expiry Date"]
["Enter Manufacturer"]
["Enter Model"]
["Enter Serial Number"]
["Enter Warranty Expiry Date"]
["Enter Manufacturer"]
["Enter Model"]
["Enter Serial Number"]
["Enter Warranty Expiry Date"]
["Enter Manufacturer"]
["Enter Model"]
["Enter Serial Number"]
["Enter Warranty Expiry Date"]
["Select Locality from list"]
["Above Ground - Enclosed"]
["Above Ground - Exposed"]
["Submerged"]
["Undefined"]
["Underground - Buried"]
["Underground - Enclosed"]
["Select Output Voltage (V) from list"]
["120V (A.C)"]
["12V (D.C)"]
["240V (A.C)"]
["24V (D.C)"]
["430V (A.C)"]
["Undefined"]
["Select Input Voltage (V) from list"]
["120V (A.C)"]
["12V (D.C)"]
["240V (A.C)"]
["24V (D.C)"]
["430V (A.C)"]
["Undefined"]
["Select Monitoring Type from list"]
["Internal Logger"]
["Remote Logger"]
["SCADA"]
["Undefined"]
["Enter Power Rating (kW)"]
["Enter Current Rating (A)"]
["Select Locality from list"]
["Above Ground - Enclosed"]
["Above Ground - Exposed"]
["Submerged"]
["Undefined"]
["Underground - Buried"]
["Underground - Enclosed"]
["Select Output Voltage (V) from list"]
["120V (A.C)"]
["12V (D.C)"]
["240V (A.C)"]
["24V (D.C)"]
["430V (A.C)"]
["Undefined"]
["Select Input Voltage (V) from list"]
["120V (A.C)"]
["12V (D.C)"]
["240V (A.C)"]
["24V (D.C)"]
["430V (A.C)"]
["Undefined"]
["Select Monitoring Type from list"]
["Internal Logger"]
["Remote Logger"]
["SCADA"]
["Undefined"]
["Enter Power Rating (kW)"]
["Enter Current Rating (A)"]
["Select Locality from list"]
["Above Ground - Enclosed"]
["Above Ground - Exposed"]
["Submerged"]
["Undefined"]
["Underground - Buried"]
["Underground - Enclosed"]
["Select Output Voltage (V) from list"]
["120V (A.C)"]
["12V (D.C)"]
["240V (A.C)"]
["24V (D.C)"]
["430V (A.C)"]
["Undefined"]
["Select Input Voltage (V) from list"]
["120V (A.C)"]
["12V (D.C)"]
["240V (A.C)"]
["24V (D.C)"]
["430V (A.C)"]
["Undefined"]
["Select Monitoring Type from list"]
["Internal Logger"]
["Remote Logger"]
["SCADA"]
["Undefined"]
["Enter Power Rating (kW)"]
["Enter Current Rating (A)"]
["Select Locality from list"]
["Above Ground - Enclosed"]
["Above Ground - Exposed"]
["Submerged"]
["Undefined"]
["Underground - Buried"]
["Underground - Enclosed"]
["Select Output Voltage (V) from list"]
["120V (A.C)"]
["12V (D.C)"]
["240V (A.C)"]
["24V (D.C)"]
["430V (A.C)"]
["Undefined"]
["Select Input Voltage (V) from list"]
["120V (A.C)"]
["12V (D.C)"]
["240V (A.C)"]
["24V (D.C)"]
["430V (A.C)"]
["Undefined"]
["Select Monitoring Type from list"]
["Internal Logger"]
["Remote Logger"]
["SCADA"]
["Undefined"]
["Enter Power Rating (kW)"]
["Enter Current Rating (A)"]
["Select Locality from list"]
["Above Ground - Enclosed"]
["Above Ground - Exposed"]
["Submerged"]
["Undefined"]
["Underground - Buried"]
["Underground - Enclosed"]
["Select Output Voltage (V) from list"]
["120V (A.C)"]
["12V (D.C)"]
["240V (A.C)"]
["24V (D.C)"]
["430V (A.C)"]
["Undefined"]
["Select Input Voltage (V) from list"]
["120V (A.C)"]
["12V (D.C)"]
["240V (A.C)"]
["24V (D.C)"]
["430V (A.C)"]
["Undefined"]
["Select Monitoring Type from list"]
["Internal Logger"]
["Remote Logger"]
["SCADA"]
["Undefined"]
["Enter Power Rating (kW)"]
["Enter Current Rating (A)"]
["Enter Manufacturer"]
["Enter Model"]
["Enter Serial Number"]
["Enter Warranty Expiry Date"]
["Enter Manufacturer"]
["Enter Model"]
["Enter Serial Number"]
["Enter Warranty Expiry Date"]
["Enter Manufacturer"]
["Enter Model"]
["Enter Serial Number"]
["Enter Warranty Expiry Date"]
["Enter Manufacturer"]
["Enter Model"]
["Enter Serial Number"]
["Enter Warranty Expiry Date"]
["Enter Manufacturer"]
["Enter Model"]
["Enter Serial Number"]
["Enter Warranty Expiry Date"]
["Select Material from list"]
["Concrete - Reinforced"]
["Aluminium"]
["Concrete - Unreinforced"]
["Concrete Block"]
["Fibre Cement Sheets"]
["Steel"]
["Timber"]
["Undefined"]
["Select Construction Method from list"]
["Cast In-situ"]
["Precast"]
["Prefabricated"]
["Tilt Slab"]
["Undefined"]
["Enter Length (m)"]
["Enter Width (m)"]
["Enter Height (m)"]
["Select Material from list"]
["Concrete - Reinforced"]
["Aluminium"]
["Concrete - Unreinforced"]
["Concrete Block"]
["Fibre Cement Sheets"]
["Steel"]
["Timber"]
["Undefined"]
["Select Construction Method from list"]
["Cast In-situ"]
["Precast"]
["Prefabricated"]
["Tilt Slab"]
["Undefined"]
["Enter Length (m)"]
["Enter Width (m)"]
["Enter Height (m)"]
["Select Material from list"]
["Concrete - Reinforced"]
["Aluminium"]
["Concrete - Unreinforced"]
["Concrete Block"]
["Fibre Cement Sheets"]
["Steel"]
["Timber"]
["Undefined"]
["Select Construction Method from list"]
["Cast In-situ"]
["Precast"]
["Prefabricated"]
["Tilt Slab"]
["Undefined"]
["Enter Length (m)"]
["Enter Width (m)"]
["Enter Height (m)"]
["Select Material from list"]
["Concrete - Reinforced"]
["Aluminium"]
["Concrete - Unreinforced"]
["Concrete Block"]
["Fibre Cement Sheets"]
["Steel"]
["Timber"]
["Undefined"]
["Select Construction Method from list"]
["Cast In-situ"]
["Precast"]
["Prefabricated"]
["Tilt Slab"]
["Undefined"]
["Enter Length (m)"]
["Enter Width (m)"]
["Enter Height (m)"]
["Select Material from list"]
["Concrete - Reinforced"]
["Aluminium"]
["Concrete - Unreinforced"]
["Concrete Block"]
["Fibre Cement Sheets"]
["Steel"]
["Timber"]
["Undefined"]
["Select Construction Method from list"]
["Cast In-situ"]
["Precast"]
["Prefabricated"]
["Tilt Slab"]
["Undefined"]
["Enter Length (m)"]
["Enter Width (m)"]
["Enter Height (m)"]
["Select Input Voltage (V) from list"]
["120V (A.C)"]
["12V (D.C)"]
["240V (A.C)"]
["24V (D.C)"]
["430V (A.C)"]
["Undefined"]
["Select Locality from list"]
["Above Ground - Enclosed"]
["Above Ground - Exposed"]
["Submerged"]
["Undefined"]
["Underground - Buried"]
["Underground - Enclosed"]
["Select Monitoring Type from list"]
["Internal Logger"]
["Remote Logger"]
["SCADA"]
["Undefined"]
["Select Comms Protocol from list"]
["0-5 volts"]
["4-20mA"]
["Datran"]
["DF1"]
["Modbus"]
["RS232"]
["Undefined"]
["Enter Calibration Agent"]
["Enter Calibration Number"]
["Enter Calibration Exp Date"]
["Enter Diameter (mm)"]
["Enter Instrument Range"]
["Select Input Voltage (V) from list"]
["120V (A.C)"]
["12V (D.C)"]
["240V (A.C)"]
["24V (D.C)"]
["430V (A.C)"]
["Undefined"]
["Select Locality from list"]
["Above Ground - Enclosed"]
["Above Ground - Exposed"]
["Submerged"]
["Undefined"]
["Underground - Buried"]
["Underground - Enclosed"]
["Select Monitoring Type from list"]
["Internal Logger"]
["Remote Logger"]
["SCADA"]
["Undefined"]
["Select Comms Protocol from list"]
["0-5 volts"]
["4-20mA"]
["Datran"]
["DF1"]
["Modbus"]
["RS232"]
["Undefined"]
["Enter Calibration Agent"]
["Enter Calibration Number"]
["Enter Calibration Exp Date"]
["Enter Diameter (mm)"]
["Enter Instrument Range"]
["Select Input Voltage (V) from list"]
["120V (A.C)"]
["12V (D.C)"]
["240V (A.C)"]
["24V (D.C)"]
["430V (A.C)"]
["Undefined"]
["Select Locality from list"]
["Above Ground - Enclosed"]
["Above Ground - Exposed"]
["Submerged"]
["Undefined"]
["Underground - Buried"]
["Underground - Enclosed"]
["Select Monitoring Type from list"]
["Internal Logger"]
["Remote Logger"]
["SCADA"]
["Undefined"]
["Select Comms Protocol from list"]
["0-5 volts"]
["4-20mA"]
["Datran"]
["DF1"]
["Modbus"]
["RS232"]
["Undefined"]
["Enter Calibration Agent"]
["Enter Calibration Number"]
["Enter Calibration Exp Date"]
["Enter Diameter (mm)"]
["Enter Instrument Range"]
["Select Input Voltage (V) from list"]
["120V (A.C)"]
["12V (D.C)"]
["240V (A.C)"]
["24V (D.C)"]
["430V (A.C)"]
["Undefined"]
["Select Locality from list"]
["Above Ground - Enclosed"]
["Above Ground - Exposed"]
["Submerged"]
["Undefined"]
["Underground - Buried"]
["Underground - Enclosed"]
["Select Monitoring Type from list"]
["Internal Logger"]
["Remote Logger"]
["SCADA"]
["Undefined"]
["Select Comms Protocol from list"]
["0-5 volts"]
["4-20mA"]
["Datran"]
["DF1"]
["Modbus"]
["RS232"]
["Undefined"]
["Enter Calibration Agent"]
["Enter Calibration Number"]
["Enter Calibration Exp Date"]
["Enter Diameter (mm)"]
["Enter Instrument Range"]
["Select Input Voltage (V) from list"]
["120V (A.C)"]
["12V (D.C)"]
["240V (A.C)"]
["24V (D.C)"]
["430V (A.C)"]
["Undefined"]
["Select Locality from list"]
["Above Ground - Enclosed"]
["Above Ground - Exposed"]
["Submerged"]
["Undefined"]
["Underground - Buried"]
["Underground - Enclosed"]
["Select Monitoring Type from list"]
["Internal Logger"]
["Remote Logger"]
["SCADA"]
["Undefined"]
["Select Comms Protocol from list"]
["0-5 volts"]
["4-20mA"]
["Datran"]
["DF1"]
["Modbus"]
["RS232"]
["Undefined"]
["Enter Calibration Agent"]
["Enter Calibration Number"]
["Enter Calibration Exp Date"]
["Enter Diameter (mm)"]
["Enter Instrument Range"]
["Enter Manufacturer"]
["Enter Model"]
["Enter Serial Number"]
["Enter Warranty Expiry Date"]
["Enter Manufacturer"]
["Enter Model"]
["Enter Serial Number"]
["Enter Warranty Expiry Date"]
["Enter Manufacturer"]
["Enter Model"]
["Enter Serial Number"]
["Enter Warranty Expiry Date"]
["Enter Manufacturer"]
["Enter Model"]
["Enter Serial Number"]
["Enter Warranty Expiry Date"]
["Enter Manufacturer"]
["Enter Model"]
["Enter Serial Number"]
["Enter Warranty Expiry Date"]
["Select Locality from list"]
["Above Ground - Enclosed"]
["Above Ground - Exposed"]
["Submerged"]
["Undefined"]
["Underground - Buried"]
["Underground - Enclosed"]
["Select Input Voltage (V) from list"]
["120V (A.C)"]
["12V (D.C)"]
["240V (A.C)"]
["24V (D.C)"]
["430V (A.C)"]
["Undefined"]
["Enter Power Rating (kW)"]
["Enter Current Rating (A)"]
["Enter Output Rating (kV-A)"]
["Select Locality from list"]
["Above Ground - Enclosed"]
["Above Ground - Exposed"]
["Submerged"]
["Undefined"]
["Underground - Buried"]
["Underground - Enclosed"]
["Select Input Voltage (V) from list"]
["120V (A.C)"]
["12V (D.C)"]
["240V (A.C)"]
["24V (D.C)"]
["430V (A.C)"]
["Undefined"]
["Enter Power Rating (kW)"]
["Enter Current Rating (A)"]
["Enter Output Rating (kV-A)"]
["Select Locality from list"]
["Above Ground - Enclosed"]
["Above Ground - Exposed"]
["Submerged"]
["Undefined"]
["Underground - Buried"]
["Underground - Enclosed"]
["Select Input Voltage (V) from list"]
["120V (A.C)"]
["12V (D.C)"]
["240V (A.C)"]
["24V (D.C)"]
["430V (A.C)"]
["Undefined"]
["Enter Power Rating (kW)"]
["Enter Current Rating (A)"]
["Enter Output Rating (kV-A)"]
["Select Locality from list"]
["Above Ground - Enclosed"]
["Above Ground - Exposed"]
["Submerged"]
["Undefined"]
["Underground - Buried"]
["Underground - Enclosed"]
["Select Input Voltage (V) from list"]
["120V (A.C)"]
["12V (D.C)"]
["240V (A.C)"]
["24V (D.C)"]
["430V (A.C)"]
["Undefined"]
["Enter Power Rating (kW)"]
["Enter Current Rating (A)"]
["Enter Output Rating (kV-A)"]
["Select Locality from list"]
["Above Ground - Enclosed"]
["Above Ground - Exposed"]
["Submerged"]
["Undefined"]
["Underground - Buried"]
["Underground - Enclosed"]
["Select Input Voltage (V) from list"]
["120V (A.C)"]
["12V (D.C)"]
["240V (A.C)"]
["24V (D.C)"]
["430V (A.C)"]
["Undefined"]
["Enter Power Rating (kW)"]
["Enter Current Rating (A)"]
["Enter Output Rating (kV-A)"]
["Enter Manufacturer"]
["Enter Model"]
["Enter Serial Number"]
["Enter Warranty Expiry Date"]
["Enter Manufacturer"]
["Enter Model"]
["Enter Serial Number"]
["Enter Warranty Expiry Date"]
["Enter Manufacturer"]
["Enter Model"]
["Enter Serial Number"]
["Enter Warranty Expiry Date"]
["Enter Manufacturer"]
["Enter Model"]
["Enter Serial Number"]
["Enter Warranty Expiry Date"]
["Enter Manufacturer"]
["Enter Model"]
["Enter Serial Number"]
["Enter Warranty Expiry Date"]
["Select Input Voltage (V) from list"]
["120V (A.C)"]
["12V (D.C)"]
["240V (A.C)"]
["24V (D.C)"]
["430V (A.C)"]
["Undefined"]
["Select Control Type from list"]
["Automatic"]
["Manual"]
["SCADA"]
["Semi-automatic"]
["Undefined"]
["Enter Weight (kg)"]
["Enter Motor Output (kW)"]
["Enter Speed (rpm)"]
["Enter Diameter (mm)"]
["Enter Maximum Flow (L/s)"]
["Enter Minimum Flow (L/s)"]
["Enter Current Rating (A)"]
["Select Input Voltage (V) from list"]
["120V (A.C)"]
["12V (D.C)"]
["240V (A.C)"]
["24V (D.C)"]
["430V (A.C)"]
["Undefined"]
["Select Control Type from list"]
["Automatic"]
["Manual"]
["SCADA"]
["Semi-automatic"]
["Undefined"]
["Enter Weight (kg)"]
["Enter Motor Output (kW)"]
["Enter Speed (rpm)"]
["Enter Diameter (mm)"]
["Enter Maximum Flow (L/s)"]
["Enter Minimum Flow (L/s)"]
["Enter Current Rating (A)"]
["Select Input Voltage (V) from list"]
["120V (A.C)"]
["12V (D.C)"]
["240V (A.C)"]
["24V (D.C)"]
["430V (A.C)"]
["Undefined"]
["Select Control Type from list"]
["Automatic"]
["Manual"]
["SCADA"]
["Semi-automatic"]
["Undefined"]
["Enter Weight (kg)"]
["Enter Motor Output (kW)"]
["Enter Speed (rpm)"]
["Enter Diameter (mm)"]
["Enter Maximum Flow (L/s)"]
["Enter Minimum Flow (L/s)"]
["Enter Current Rating (A)"]
["Select Input Voltage (V) from list"]
["120V (A.C)"]
["12V (D.C)"]
["240V (A.C)"]
["24V (D.C)"]
["430V (A.C)"]
["Undefined"]
["Select Control Type from list"]
["Automatic"]
["Manual"]
["SCADA"]
["Semi-automatic"]
["Undefined"]
["Enter Weight (kg)"]
["Enter Motor Output (kW)"]
["Enter Speed (rpm)"]
["Enter Diameter (mm)"]
["Enter Maximum Flow (L/s)"]
["Enter Minimum Flow (L/s)"]
["Enter Current Rating (A)"]
["Select Input Voltage (V) from list"]
["120V (A.C)"]
["12V (D.C)"]
["240V (A.C)"]
["24V (D.C)"]
["430V (A.C)"]
["Undefined"]
["Select Control Type from list"]
["Automatic"]
["Manual"]
["SCADA"]
["Semi-automatic"]
["Undefined"]
["Enter Weight (kg)"]
["Enter Motor Output (kW)"]
["Enter Speed (rpm)"]
["Enter Diameter (mm)"]
["Enter Maximum Flow (L/s)"]
["Enter Minimum Flow (L/s)"]
["Enter Current Rating (A)"]
["Enter Manufacturer"]
["Enter Model"]
["Enter Serial Number"]
["Enter Warranty Expiry Date"]
["Enter Manufacturer"]
["Enter Model"]
["Enter Serial Number"]
["Enter Warranty Expiry Date"]
["Enter Manufacturer"]
["Enter Model"]
["Enter Serial Number"]
["Enter Warranty Expiry Date"]
["Enter Manufacturer"]
["Enter Model"]
["Enter Serial Number"]
["Enter Warranty Expiry Date"]
["Enter Manufacturer"]
["Enter Model"]
["Enter Serial Number"]
["Enter Warranty Expiry Date"]
["Select Material from list"]
["Aluminium"]
["Aluflow Aluminium"]
["Asbestos Cement"]
["Asbestos Cement – Everite"]
["Asbestos Cement – Fibrolite"]
["Asbestos Cement – Superite"]
["Brick"]
["Cast Iron"]
["Ceramic"]
["Concrete - Reinforced"]
["Concrete - Unreinforced"]
["Corrugated Aluminium"]
["Corrugated Iron"]
["Corrugated Steel"]
["Corrugated Steel Galvanised"]
["Ductile Iron"]
["Earthenware"]
["Fibreglass"]
["Galvanised Iron"]
["Galvanised Steel"]
["Polyethylene - High Density"]
["Polyethylene - High-Density (Perforated)"]
["Polyethylene - Low Density"]
["Polyethylene - Medium (PE100)"]
["Polyethylene - Medium (PE80)"]
["Polyethylene - Medium Density"]
["Polypropylene"]
["Polyvinylchloride - Old"]
["Polyvinylchloride - Undefined"]
["Polyvinylchloride-M"]
["Polyvinylchloride-O"]
["Polyvinylchloride-U"]
["Polyvinylchloride-U (Perforated)"]
["Relined - Cure In Place"]
["Relined - Fold And Form Pac"]
["Relined - Spiral Wound Pac"]
["Stainless Steel"]
["Steel"]
["Steel Spiral Riveted"]
["Steel Spiral Welded"]
["Undefined"]
["Select Installation Method from list"]
["Above Ground"]
["Chain Trenching"]
["Drill Or Bore"]
["Open Trench"]
["Pipe Burst"]
["Plough"]
["Thrust"]
["Tunnel"]
["Undefined"]
["Select Locality from list"]
["Above Ground - Enclosed"]
["Above Ground - Exposed"]
["Submerged"]
["Undefined"]
["Underground - Buried"]
["Underground - Enclosed"]
["Enter Diameter (mm)"]
["Enter Length (m)"]
["Select Material from list"]
["Aluminium"]
["Aluflow Aluminium"]
["Asbestos Cement"]
["Asbestos Cement – Everite"]
["Asbestos Cement – Fibrolite"]
["Asbestos Cement – Superite"]
["Brick"]
["Cast Iron"]
["Ceramic"]
["Concrete - Reinforced"]
["Concrete - Unreinforced"]
["Corrugated Aluminium"]
["Corrugated Iron"]
["Corrugated Steel"]
["Corrugated Steel Galvanised"]
["Ductile Iron"]
["Earthenware"]
["Fibreglass"]
["Galvanised Iron"]
["Galvanised Steel"]
["Polyethylene - High Density"]
["Polyethylene - High-Density (Perforated)"]
["Polyethylene - Low Density"]
["Polyethylene - Medium (PE100)"]
["Polyethylene - Medium (PE80)"]
["Polyethylene - Medium Density"]
["Polypropylene"]
["Polyvinylchloride - Old"]
["Polyvinylchloride - Undefined"]
["Polyvinylchloride-M"]
["Polyvinylchloride-O"]
["Polyvinylchloride-U"]
["Polyvinylchloride-U (Perforated)"]
["Relined - Cure In Place"]
["Relined - Fold And Form Pac"]
["Relined - Spiral Wound Pac"]
["Stainless Steel"]
["Steel"]
["Steel Spiral Riveted"]
["Steel Spiral Welded"]
["Undefined"]
["Select Installation Method from list"]
["Above Ground"]
["Chain Trenching"]
["Drill Or Bore"]
["Open Trench"]
["Pipe Burst"]
["Plough"]
["Thrust"]
["Tunnel"]
["Undefined"]
["Select Locality from list"]
["Above Ground - Enclosed"]
["Above Ground - Exposed"]
["Submerged"]
["Undefined"]
["Underground - Buried"]
["Underground - Enclosed"]
["Enter Diameter (mm)"]
["Enter Length (m)"]
["Select Material from list"]
["Aluminium"]
["Aluflow Aluminium"]
["Asbestos Cement"]
["Asbestos Cement – Everite"]
["Asbestos Cement – Fibrolite"]
["Asbestos Cement – Superite"]
["Brick"]
["Cast Iron"]
["Ceramic"]
["Concrete - Reinforced"]
["Concrete - Unreinforced"]
["Corrugated Aluminium"]
["Corrugated Iron"]
["Corrugated Steel"]
["Corrugated Steel Galvanised"]
["Ductile Iron"]
["Earthenware"]
["Fibreglass"]
["Galvanised Iron"]
["Galvanised Steel"]
["Polyethylene - High Density"]
["Polyethylene - High-Density (Perforated)"]
["Polyethylene - Low Density"]
["Polyethylene - Medium (PE100)"]
["Polyethylene - Medium (PE80)"]
["Polyethylene - Medium Density"]
["Polypropylene"]
["Polyvinylchloride - Old"]
["Polyvinylchloride - Undefined"]
["Polyvinylchloride-M"]
["Polyvinylchloride-O"]
["Polyvinylchloride-U"]
["Polyvinylchloride-U (Perforated)"]
["Relined - Cure In Place"]
["Relined - Fold And Form Pac"]
["Relined - Spiral Wound Pac"]
["Stainless Steel"]
["Steel"]
["Steel Spiral Riveted"]
["Steel Spiral Welded"]
["Undefined"]
["Select Installation Method from list"]
["Above Ground"]
["Chain Trenching"]
["Drill Or Bore"]
["Open Trench"]
["Pipe Burst"]
["Plough"]
["Thrust"]
["Tunnel"]
["Undefined"]
["Select Locality from list"]
["Above Ground - Enclosed"]
["Above Ground - Exposed"]
["Submerged"]
["Undefined"]
["Underground - Buried"]
["Underground - Enclosed"]
["Enter Diameter (mm)"]
["Enter Length (m)"]
["Select Material from list"]
["Aluminium"]
["Aluflow Aluminium"]
["Asbestos Cement"]
["Asbestos Cement – Everite"]
["Asbestos Cement – Fibrolite"]
["Asbestos Cement – Superite"]
["Brick"]
["Cast Iron"]
["Ceramic"]
["Concrete - Reinforced"]
["Concrete - Unreinforced"]
["Corrugated Aluminium"]
["Corrugated Iron"]
["Corrugated Steel"]
["Corrugated Steel Galvanised"]
["Ductile Iron"]
["Earthenware"]
["Fibreglass"]
["Galvanised Iron"]
["Galvanised Steel"]
["Polyethylene - High Density"]
["Polyethylene - High-Density (Perforated)"]
["Polyethylene - Low Density"]
["Polyethylene - Medium (PE100)"]
["Polyethylene - Medium (PE80)"]
["Polyethylene - Medium Density"]
["Polypropylene"]
["Polyvinylchloride - Old"]
["Polyvinylchloride - Undefined"]
["Polyvinylchloride-M"]
["Polyvinylchloride-O"]
["Polyvinylchloride-U"]
["Polyvinylchloride-U (Perforated)"]
["Relined - Cure In Place"]
["Relined - Fold And Form Pac"]
["Relined - Spiral Wound Pac"]
["Stainless Steel"]
["Steel"]
["Steel Spiral Riveted"]
["Steel Spiral Welded"]
["Undefined"]
["Select Installation Method from list"]
["Above Ground"]
["Chain Trenching"]
["Drill Or Bore"]
["Open Trench"]
["Pipe Burst"]
["Plough"]
["Thrust"]
["Tunnel"]
["Undefined"]
["Select Locality from list"]
["Above Ground - Enclosed"]
["Above Ground - Exposed"]
["Submerged"]
["Undefined"]
["Underground - Buried"]
["Underground - Enclosed"]
["Enter Diameter (mm)"]
["Enter Length (m)"]
["Select Material from list"]
["Aluminium"]
["Aluflow Aluminium"]
["Asbestos Cement"]
["Asbestos Cement – Everite"]
["Asbestos Cement – Fibrolite"]
["Asbestos Cement – Superite"]
["Brick"]
["Cast Iron"]
["Ceramic"]
["Concrete - Reinforced"]
["Concrete - Unreinforced"]
["Corrugated Aluminium"]
["Corrugated Iron"]
["Corrugated Steel"]
["Corrugated Steel Galvanised"]
["Ductile Iron"]
["Earthenware"]
["Fibreglass"]
["Galvanised Iron"]
["Galvanised Steel"]
["Polyethylene - High Density"]
["Polyethylene - High-Density (Perforated)"]
["Polyethylene - Low Density"]
["Polyethylene - Medium (PE100)"]
["Polyethylene - Medium (PE80)"]
["Polyethylene - Medium Density"]
["Polypropylene"]
["Polyvinylchloride - Old"]
["Polyvinylchloride - Undefined"]
["Polyvinylchloride-M"]
["Polyvinylchloride-O"]
["Polyvinylchloride-U"]
["Polyvinylchloride-U (Perforated)"]
["Relined - Cure In Place"]
["Relined - Fold And Form Pac"]
["Relined - Spiral Wound Pac"]
["Stainless Steel"]
["Steel"]
["Steel Spiral Riveted"]
["Steel Spiral Welded"]
["Undefined"]
["Select Installation Method from list"]
["Above Ground"]
["Chain Trenching"]
["Drill Or Bore"]
["Open Trench"]
["Pipe Burst"]
["Plough"]
["Thrust"]
["Tunnel"]
["Undefined"]
["Select Locality from list"]
["Above Ground - Enclosed"]
["Above Ground - Exposed"]
["Submerged"]
["Undefined"]
["Underground - Buried"]
["Underground - Enclosed"]
["Enter Diameter (mm)"]
["Enter Length (m)"]
["Select Material from list"]
["Brick"]
["Cast Iron"]
["Concrete - Reinforced"]
["Concrete - Unreinforced"]
["Concrete Block"]
["Corrugated  Steel"]
["Corrugated Aluminium"]
["Ductile Iron"]
["Fibreglass"]
["Glazed Earthenware"]
["Polyethylene"]
["Polyvinylchloride"]
["Timber"]
["Undefined"]
["Stainless Steel"]
["Select Construction Method from list"]
["Cast In-situ"]
["Precast"]
["Prefabricated"]
["Tilt Slab"]
["Undefined"]
["Select Tank Shape from list"]
["Circular"]
["Irregular"]
["Oval"]
["Rectangular"]
["Undefined"]
["Select Lid Type from list"]
["Grated"]
["Solid"]
["Undefined"]
["Vented"]
["Select Lid Material from list"]
["Undefined"]
["Aluminium"]
["Steel"]
["Select Lid Shape from list"]
["Circular"]
["Oval"]
["Rectangular"]
["Undefined"]
["Select Lid Fixing from list"]
["Fixed In Place"]
["Free"]
["Hinged"]
["Hinged With Tie Off"]
["Screwed"]
["Sliding"]
["Undefined"]
["Select Lid Security from list"]
["Bolted"]
["Free"]
["Lockable"]
["Undefined"]
["Welded"]
["Enter Diameter (m)"]
["Enter Length (m)"]
["Enter Width (m)"]
["Enter Height (m)"]
["Enter Volume (m3)"]
["Enter Floor RL (m)"]
["Enter Inlet RL (m)"]
["Enter Overflow RL (m)"]
["Select Material from list"]
["Brick"]
["Cast Iron"]
["Concrete - Reinforced"]
["Concrete - Unreinforced"]
["Concrete Block"]
["Corrugated  Steel"]
["Corrugated Aluminium"]
["Ductile Iron"]
["Fibreglass"]
["Glazed Earthenware"]
["Polyethylene"]
["Polyvinylchloride"]
["Timber"]
["Undefined"]
["Stainless Steel"]
["Select Construction Method from list"]
["Cast In-situ"]
["Precast"]
["Prefabricated"]
["Tilt Slab"]
["Undefined"]
["Select Tank Shape from list"]
["Circular"]
["Irregular"]
["Oval"]
["Rectangular"]
["Undefined"]
["Select Lid Type from list"]
["Grated"]
["Solid"]
["Undefined"]
["Vented"]
["Select Lid Material from list"]
["Undefined"]
["Aluminium"]
["Steel"]
["Select Lid Shape from list"]
["Circular"]
["Oval"]
["Rectangular"]
["Undefined"]
["Select Lid Fixing from list"]
["Fixed In Place"]
["Free"]
["Hinged"]
["Hinged With Tie Off"]
["Screwed"]
["Sliding"]
["Undefined"]
["Select Lid Security from list"]
["Bolted"]
["Free"]
["Lockable"]
["Undefined"]
["Welded"]
["Enter Diameter (m)"]
["Enter Length (m)"]
["Enter Width (m)"]
["Enter Height (m)"]
["Enter Volume (m3)"]
["Enter Floor RL (m)"]
["Enter Inlet RL (m)"]
["Enter Overflow RL (m)"]
["Select Material from list"]
["Brick"]
["Cast Iron"]
["Concrete - Reinforced"]
["Concrete - Unreinforced"]
["Concrete Block"]
["Corrugated  Steel"]
["Corrugated Aluminium"]
["Ductile Iron"]
["Fibreglass"]
["Glazed Earthenware"]
["Polyethylene"]
["Polyvinylchloride"]
["Timber"]
["Undefined"]
["Stainless Steel"]
["Select Construction Method from list"]
["Cast In-situ"]
["Precast"]
["Prefabricated"]
["Tilt Slab"]
["Undefined"]
["Select Tank Shape from list"]
["Circular"]
["Irregular"]
["Oval"]
["Rectangular"]
["Undefined"]
["Select Lid Type from list"]
["Grated"]
["Solid"]
["Undefined"]
["Vented"]
["Select Lid Material from list"]
["Undefined"]
["Aluminium"]
["Steel"]
["Select Lid Shape from list"]
["Circular"]
["Oval"]
["Rectangular"]
["Undefined"]
["Select Lid Fixing from list"]
["Fixed In Place"]
["Free"]
["Hinged"]
["Hinged With Tie Off"]
["Screwed"]
["Sliding"]
["Undefined"]
["Select Lid Security from list"]
["Bolted"]
["Free"]
["Lockable"]
["Undefined"]
["Welded"]
["Enter Diameter (m)"]
["Enter Length (m)"]
["Enter Width (m)"]
["Enter Height (m)"]
["Enter Volume (m3)"]
["Enter Floor RL (m)"]
["Enter Inlet RL (m)"]
["Enter Overflow RL (m)"]
["Select Material from list"]
["Brick"]
["Cast Iron"]
["Concrete - Reinforced"]
["Concrete - Unreinforced"]
["Concrete Block"]
["Corrugated  Steel"]
["Corrugated Aluminium"]
["Ductile Iron"]
["Fibreglass"]
["Glazed Earthenware"]
["Polyethylene"]
["Polyvinylchloride"]
["Timber"]
["Undefined"]
["Stainless Steel"]
["Select Construction Method from list"]
["Cast In-situ"]
["Precast"]
["Prefabricated"]
["Tilt Slab"]
["Undefined"]
["Select Tank Shape from list"]
["Circular"]
["Irregular"]
["Oval"]
["Rectangular"]
["Undefined"]
["Select Lid Type from list"]
["Grated"]
["Solid"]
["Undefined"]
["Vented"]
["Select Lid Material from list"]
["Undefined"]
["Aluminium"]
["Steel"]
["Select Lid Shape from list"]
["Circular"]
["Oval"]
["Rectangular"]
["Undefined"]
["Select Lid Fixing from list"]
["Fixed In Place"]
["Free"]
["Hinged"]
["Hinged With Tie Off"]
["Screwed"]
["Sliding"]
["Undefined"]
["Select Lid Security from list"]
["Bolted"]
["Free"]
["Lockable"]
["Undefined"]
["Welded"]
["Enter Diameter (m)"]
["Enter Length (m)"]
["Enter Width (m)"]
["Enter Height (m)"]
["Enter Volume (m3)"]
["Enter Floor RL (m)"]
["Enter Inlet RL (m)"]
["Enter Overflow RL (m)"]
["Select Material from list"]
["Brick"]
["Cast Iron"]
["Concrete - Reinforced"]
["Concrete - Unreinforced"]
["Concrete Block"]
["Corrugated  Steel"]
["Corrugated Aluminium"]
["Ductile Iron"]
["Fibreglass"]
["Glazed Earthenware"]
["Polyethylene"]
["Polyvinylchloride"]
["Timber"]
["Undefined"]
["Stainless Steel"]
["Select Construction Method from list"]
["Cast In-situ"]
["Precast"]
["Prefabricated"]
["Tilt Slab"]
["Undefined"]
["Select Tank Shape from list"]
["Circular"]
["Irregular"]
["Oval"]
["Rectangular"]
["Undefined"]
["Select Lid Type from list"]
["Grated"]
["Solid"]
["Undefined"]
["Vented"]
["Select Lid Material from list"]
["Undefined"]
["Aluminium"]
["Steel"]
["Select Lid Shape from list"]
["Circular"]
["Oval"]
["Rectangular"]
["Undefined"]
["Select Lid Fixing from list"]
["Fixed In Place"]
["Free"]
["Hinged"]
["Hinged With Tie Off"]
["Screwed"]
["Sliding"]
["Undefined"]
["Select Lid Security from list"]
["Bolted"]
["Free"]
["Lockable"]
["Undefined"]
["Welded"]
["Enter Diameter (m)"]
["Enter Length (m)"]
["Enter Width (m)"]
["Enter Height (m)"]
["Enter Volume (m3)"]
["Enter Floor RL (m)"]
["Enter Inlet RL (m)"]
["Enter Overflow RL (m)"]
["Enter Manufacturer"]
["Enter Model"]
["Enter Manufacturer"]
["Enter Model"]
["Enter Manufacturer"]
["Enter Model"]
["Enter Manufacturer"]
["Enter Model"]
["Enter Manufacturer"]
["Enter Model"]
["Select Lining Material from list"]
["Clay"]
["Concrete"]
["Geo Synthetic Liner"]
["Natural"]
["Polyamide"]
["Polyester"]
["Polyethylene"]
["Polypropylene"]
["Polyvinylchloride"]
["Rock"]
["Timber"]
["Undefined"]
["Unlined"]
["Select Lining Profile from list"]
["Base"]
["Both Banks"]
["True Left Bank"]
["True Right Bank"]
["Undefined"]
["Not Applicable"]
["Enter Length (m)"]
["Enter Base Width (m)"]
["Enter Top Width (m)"]
["Enter Depth (m)"]
["Select Lining Material from list"]
["Clay"]
["Concrete"]
["Geo Synthetic Liner"]
["Natural"]
["Polyamide"]
["Polyester"]
["Polyethylene"]
["Polypropylene"]
["Polyvinylchloride"]
["Rock"]
["Timber"]
["Undefined"]
["Unlined"]
["Select Lining Profile from list"]
["Base"]
["Both Banks"]
["True Left Bank"]
["True Right Bank"]
["Undefined"]
["Not Applicable"]
["Enter Length (m)"]
["Enter Base Width (m)"]
["Enter Top Width (m)"]
["Enter Depth (m)"]
["Select Lining Material from list"]
["Clay"]
["Concrete"]
["Geo Synthetic Liner"]
["Natural"]
["Polyamide"]
["Polyester"]
["Polyethylene"]
["Polypropylene"]
["Polyvinylchloride"]
["Rock"]
["Timber"]
["Undefined"]
["Unlined"]
["Select Lining Profile from list"]
["Base"]
["Both Banks"]
["True Left Bank"]
["True Right Bank"]
["Undefined"]
["Not Applicable"]
["Enter Length (m)"]
["Enter Base Width (m)"]
["Enter Top Width (m)"]
["Enter Depth (m)"]
["Select Lining Material from list"]
["Clay"]
["Concrete"]
["Geo Synthetic Liner"]
["Natural"]
["Polyamide"]
["Polyester"]
["Polyethylene"]
["Polypropylene"]
["Polyvinylchloride"]
["Rock"]
["Timber"]
["Undefined"]
["Unlined"]
["Select Lining Profile from list"]
["Base"]
["Both Banks"]
["True Left Bank"]
["True Right Bank"]
["Undefined"]
["Not Applicable"]
["Enter Length (m)"]
["Enter Base Width (m)"]
["Enter Top Width (m)"]
["Enter Depth (m)"]
["Select Lining Material from list"]
["Clay"]
["Concrete"]
["Geo Synthetic Liner"]
["Natural"]
["Polyamide"]
["Polyester"]
["Polyethylene"]
["Polypropylene"]
["Polyvinylchloride"]
["Rock"]
["Timber"]
["Undefined"]
["Unlined"]
["Select Lining Profile from list"]
["Base"]
["Both Banks"]
["True Left Bank"]
["True Right Bank"]
["Undefined"]
["Not Applicable"]
["Enter Length (m)"]
["Enter Base Width (m)"]
["Enter Top Width (m)"]
["Enter Depth (m)"]
["Select Material from list"]
["Brick"]
["Cast Iron"]
["Concrete - Reinforced"]
["Concrete - Unreinforced"]
["Concrete Block"]
["Corrugated  Steel"]
["Corrugated Aluminium"]
["Ductile Iron"]
["Fibreglass"]
["Glazed Earthenware"]
["Polyethylene"]
["Polyvinylchloride"]
["Timber"]
["Undefined"]
["Stainless Steel"]
["Select Construction Method from list"]
["Cast In-situ"]
["Precast"]
["Prefabricated"]
["Tilt Slab"]
["Undefined"]
["Select Tank Shape from list"]
["Circular"]
["Irregular"]
["Oval"]
["Rectangular"]
["Undefined"]
["Select Lid Type from list"]
["Grated"]
["Solid"]
["Undefined"]
["Vented"]
["Select Lid Material from list"]
["Undefined"]
["Aluminium"]
["Steel"]
["Select Lid Shape from list"]
["Circular"]
["Oval"]
["Rectangular"]
["Undefined"]
["Select Lid Fixing from list"]
["Fixed In Place"]
["Free"]
["Hinged"]
["Hinged With Tie Off"]
["Screwed"]
["Sliding"]
["Undefined"]
["Select Lid Security from list"]
["Bolted"]
["Free"]
["Lockable"]
["Undefined"]
["Welded"]
["Enter Diameter (m)"]
["Enter Length (m)"]
["Enter Width (m)"]
["Enter Height (m)"]
["Enter Volume (m3)"]
["Enter Floor RL (m)"]
["Enter Inlet RL (m)"]
["Enter Overflow RL (m)"]
["Select Material from list"]
["Brick"]
["Cast Iron"]
["Concrete - Reinforced"]
["Concrete - Unreinforced"]
["Concrete Block"]
["Corrugated  Steel"]
["Corrugated Aluminium"]
["Ductile Iron"]
["Fibreglass"]
["Glazed Earthenware"]
["Polyethylene"]
["Polyvinylchloride"]
["Timber"]
["Undefined"]
["Stainless Steel"]
["Select Construction Method from list"]
["Cast In-situ"]
["Precast"]
["Prefabricated"]
["Tilt Slab"]
["Undefined"]
["Select Tank Shape from list"]
["Circular"]
["Irregular"]
["Oval"]
["Rectangular"]
["Undefined"]
["Select Lid Type from list"]
["Grated"]
["Solid"]
["Undefined"]
["Vented"]
["Select Lid Material from list"]
["Undefined"]
["Aluminium"]
["Steel"]
["Select Lid Shape from list"]
["Circular"]
["Oval"]
["Rectangular"]
["Undefined"]
["Select Lid Fixing from list"]
["Fixed In Place"]
["Free"]
["Hinged"]
["Hinged With Tie Off"]
["Screwed"]
["Sliding"]
["Undefined"]
["Select Lid Security from list"]
["Bolted"]
["Free"]
["Lockable"]
["Undefined"]
["Welded"]
["Enter Diameter (m)"]
["Enter Length (m)"]
["Enter Width (m)"]
["Enter Height (m)"]
["Enter Volume (m3)"]
["Enter Floor RL (m)"]
["Enter Inlet RL (m)"]
["Enter Overflow RL (m)"]
["Select Material from list"]
["Brick"]
["Cast Iron"]
["Concrete - Reinforced"]
["Concrete - Unreinforced"]
["Concrete Block"]
["Corrugated  Steel"]
["Corrugated Aluminium"]
["Ductile Iron"]
["Fibreglass"]
["Glazed Earthenware"]
["Polyethylene"]
["Polyvinylchloride"]
["Timber"]
["Undefined"]
["Stainless Steel"]
["Select Construction Method from list"]
["Cast In-situ"]
["Precast"]
["Prefabricated"]
["Tilt Slab"]
["Undefined"]
["Select Tank Shape from list"]
["Circular"]
["Irregular"]
["Oval"]
["Rectangular"]
["Undefined"]
["Select Lid Type from list"]
["Grated"]
["Solid"]
["Undefined"]
["Vented"]
["Select Lid Material from list"]
["Undefined"]
["Aluminium"]
["Steel"]
["Select Lid Shape from list"]
["Circular"]
["Oval"]
["Rectangular"]
["Undefined"]
["Select Lid Fixing from list"]
["Fixed In Place"]
["Free"]
["Hinged"]
["Hinged With Tie Off"]
["Screwed"]
["Sliding"]
["Undefined"]
["Select Lid Security from list"]
["Bolted"]
["Free"]
["Lockable"]
["Undefined"]
["Welded"]
["Enter Diameter (m)"]
["Enter Length (m)"]
["Enter Width (m)"]
["Enter Height (m)"]
["Enter Volume (m3)"]
["Enter Floor RL (m)"]
["Enter Inlet RL (m)"]
["Enter Overflow RL (m)"]
["Select Material from list"]
["Brick"]
["Cast Iron"]
["Concrete - Reinforced"]
["Concrete - Unreinforced"]
["Concrete Block"]
["Corrugated  Steel"]
["Corrugated Aluminium"]
["Ductile Iron"]
["Fibreglass"]
["Glazed Earthenware"]
["Polyethylene"]
["Polyvinylchloride"]
["Timber"]
["Undefined"]
["Stainless Steel"]
["Select Construction Method from list"]
["Cast In-situ"]
["Precast"]
["Prefabricated"]
["Tilt Slab"]
["Undefined"]
["Select Tank Shape from list"]
["Circular"]
["Irregular"]
["Oval"]
["Rectangular"]
["Undefined"]
["Select Lid Type from list"]
["Grated"]
["Solid"]
["Undefined"]
["Vented"]
["Select Lid Material from list"]
["Undefined"]
["Aluminium"]
["Steel"]
["Select Lid Shape from list"]
["Circular"]
["Oval"]
["Rectangular"]
["Undefined"]
["Select Lid Fixing from list"]
["Fixed In Place"]
["Free"]
["Hinged"]
["Hinged With Tie Off"]
["Screwed"]
["Sliding"]
["Undefined"]
["Select Lid Security from list"]
["Bolted"]
["Free"]
["Lockable"]
["Undefined"]
["Welded"]
["Enter Diameter (m)"]
["Enter Length (m)"]
["Enter Width (m)"]
["Enter Height (m)"]
["Enter Volume (m3)"]
["Enter Floor RL (m)"]
["Enter Inlet RL (m)"]
["Enter Overflow RL (m)"]
["Select Material from list"]
["Brick"]
["Cast Iron"]
["Concrete - Reinforced"]
["Concrete - Unreinforced"]
["Concrete Block"]
["Corrugated  Steel"]
["Corrugated Aluminium"]
["Ductile Iron"]
["Fibreglass"]
["Glazed Earthenware"]
["Polyethylene"]
["Polyvinylchloride"]
["Timber"]
["Undefined"]
["Stainless Steel"]
["Select Construction Method from list"]
["Cast In-situ"]
["Precast"]
["Prefabricated"]
["Tilt Slab"]
["Undefined"]
["Select Tank Shape from list"]
["Circular"]
["Irregular"]
["Oval"]
["Rectangular"]
["Undefined"]
["Select Lid Type from list"]
["Grated"]
["Solid"]
["Undefined"]
["Vented"]
["Select Lid Material from list"]
["Undefined"]
["Aluminium"]
["Steel"]
["Select Lid Shape from list"]
["Circular"]
["Oval"]
["Rectangular"]
["Undefined"]
["Select Lid Fixing from list"]
["Fixed In Place"]
["Free"]
["Hinged"]
["Hinged With Tie Off"]
["Screwed"]
["Sliding"]
["Undefined"]
["Select Lid Security from list"]
["Bolted"]
["Free"]
["Lockable"]
["Undefined"]
["Welded"]
["Enter Diameter (m)"]
["Enter Length (m)"]
["Enter Width (m)"]
["Enter Height (m)"]
["Enter Volume (m3)"]
["Enter Floor RL (m)"]
["Enter Inlet RL (m)"]
["Enter Overflow RL (m)"]
["Enter Manufacturer"]
["Enter Model"]
["Enter Manufacturer"]
["Enter Model"]
["Enter Manufacturer"]
["Enter Model"]
["Enter Manufacturer"]
["Enter Model"]
["Enter Manufacturer"]
["Enter Model"]
["Select Material from list"]
["Aluminium"]
["Brass"]
["Brick"]
["Bronze"]
["Concrete"]
["Concrete - Reinforced"]
["Concrete - Unreinforced"]
["Ductile Iron"]
["Fibre Cement Sheets"]
["Fibreglass"]
["Galvanised Wrought Iron"]
["Grey Cast Iron"]
["Helicore Aluminium"]
["Iron"]
["Malleable Iron"]
["Mild Steel Welded"]
["Polystyrene Blocks"]
["Rubber"]
["Spiral Wound Aluminium"]
["Spiral Wound Steel/Aluminium"]
["Stainless Steel"]
["Stainless Steel (Grade 316)"]
["Steel Galvanised"]
["Steel"]
["Timber"]
["Undefined"]
["Wrought Iron"]
["Enter Length (m)"]
["Enter Height (m)"]
["Select Material from list"]
["Aluminium"]
["Brass"]
["Brick"]
["Bronze"]
["Concrete"]
["Concrete - Reinforced"]
["Concrete - Unreinforced"]
["Ductile Iron"]
["Fibre Cement Sheets"]
["Fibreglass"]
["Galvanised Wrought Iron"]
["Grey Cast Iron"]
["Helicore Aluminium"]
["Iron"]
["Malleable Iron"]
["Mild Steel Welded"]
["Polystyrene Blocks"]
["Rubber"]
["Spiral Wound Aluminium"]
["Spiral Wound Steel/Aluminium"]
["Stainless Steel"]
["Stainless Steel (Grade 316)"]
["Steel Galvanised"]
["Steel"]
["Timber"]
["Undefined"]
["Wrought Iron"]
["Enter Length (m)"]
["Enter Height (m)"]
["Select Material from list"]
["Aluminium"]
["Brass"]
["Brick"]
["Bronze"]
["Concrete"]
["Concrete - Reinforced"]
["Concrete - Unreinforced"]
["Ductile Iron"]
["Fibre Cement Sheets"]
["Fibreglass"]
["Galvanised Wrought Iron"]
["Grey Cast Iron"]
["Helicore Aluminium"]
["Iron"]
["Malleable Iron"]
["Mild Steel Welded"]
["Polystyrene Blocks"]
["Rubber"]
["Spiral Wound Aluminium"]
["Spiral Wound Steel/Aluminium"]
["Stainless Steel"]
["Stainless Steel (Grade 316)"]
["Steel Galvanised"]
["Steel"]
["Timber"]
["Undefined"]
["Wrought Iron"]
["Enter Length (m)"]
["Enter Height (m)"]
["Select Material from list"]
["Aluminium"]
["Brass"]
["Brick"]
["Bronze"]
["Concrete"]
["Concrete - Reinforced"]
["Concrete - Unreinforced"]
["Ductile Iron"]
["Fibre Cement Sheets"]
["Fibreglass"]
["Galvanised Wrought Iron"]
["Grey Cast Iron"]
["Helicore Aluminium"]
["Iron"]
["Malleable Iron"]
["Mild Steel Welded"]
["Polystyrene Blocks"]
["Rubber"]
["Spiral Wound Aluminium"]
["Spiral Wound Steel/Aluminium"]
["Stainless Steel"]
["Stainless Steel (Grade 316)"]
["Steel Galvanised"]
["Steel"]
["Timber"]
["Undefined"]
["Wrought Iron"]
["Enter Length (m)"]
["Enter Height (m)"]
["Select Material from list"]
["Aluminium"]
["Brass"]
["Brick"]
["Bronze"]
["Concrete"]
["Concrete - Reinforced"]
["Concrete - Unreinforced"]
["Ductile Iron"]
["Fibre Cement Sheets"]
["Fibreglass"]
["Galvanised Wrought Iron"]
["Grey Cast Iron"]
["Helicore Aluminium"]
["Iron"]
["Malleable Iron"]
["Mild Steel Welded"]
["Polystyrene Blocks"]
["Rubber"]
["Spiral Wound Aluminium"]
["Spiral Wound Steel/Aluminium"]
["Stainless Steel"]
["Stainless Steel (Grade 316)"]
["Steel Galvanised"]
["Steel"]
["Timber"]
["Undefined"]
["Wrought Iron"]
["Enter Length (m)"]
["Enter Height (m)"]
["Select Input Voltage (V) from list"]
["120V (A.C)"]
["12V (D.C)"]
["240V (A.C)"]
["24V (D.C)"]
["430V (A.C)"]
["Undefined"]
["Select Locality from list"]
["Above Ground - Enclosed"]
["Above Ground - Exposed"]
["Submerged"]
["Undefined"]
["Underground - Buried"]
["Underground - Enclosed"]
["Select Monitoring Type from list"]
["Internal Logger"]
["Remote Logger"]
["SCADA"]
["Undefined"]
["Select Comms Protocol from list"]
["0-5 volts"]
["4-20mA"]
["Datran"]
["DF1"]
["Modbus"]
["RS232"]
["Undefined"]
["Select Output Pulsed from list"]
["Yes"]
["No"]
["Undefined"]
["Enter Calibration Agent"]
["Enter Calibration Number"]
["Enter Calibration Exp Date"]
["Enter Instrument Range"]
["Select Input Voltage (V) from list"]
["120V (A.C)"]
["12V (D.C)"]
["240V (A.C)"]
["24V (D.C)"]
["430V (A.C)"]
["Undefined"]
["Select Locality from list"]
["Above Ground - Enclosed"]
["Above Ground - Exposed"]
["Submerged"]
["Undefined"]
["Underground - Buried"]
["Underground - Enclosed"]
["Select Monitoring Type from list"]
["Internal Logger"]
["Remote Logger"]
["SCADA"]
["Undefined"]
["Select Comms Protocol from list"]
["0-5 volts"]
["4-20mA"]
["Datran"]
["DF1"]
["Modbus"]
["RS232"]
["Undefined"]
["Select Output Pulsed from list"]
["Yes"]
["No"]
["Undefined"]
["Enter Calibration Agent"]
["Enter Calibration Number"]
["Enter Calibration Exp Date"]
["Enter Instrument Range"]
["Select Input Voltage (V) from list"]
["120V (A.C)"]
["12V (D.C)"]
["240V (A.C)"]
["24V (D.C)"]
["430V (A.C)"]
["Undefined"]
["Select Locality from list"]
["Above Ground - Enclosed"]
["Above Ground - Exposed"]
["Submerged"]
["Undefined"]
["Underground - Buried"]
["Underground - Enclosed"]
["Select Monitoring Type from list"]
["Internal Logger"]
["Remote Logger"]
["SCADA"]
["Undefined"]
["Select Comms Protocol from list"]
["0-5 volts"]
["4-20mA"]
["Datran"]
["DF1"]
["Modbus"]
["RS232"]
["Undefined"]
["Select Output Pulsed from list"]
["Yes"]
["No"]
["Undefined"]
["Enter Calibration Agent"]
["Enter Calibration Number"]
["Enter Calibration Exp Date"]
["Enter Instrument Range"]
["Select Input Voltage (V) from list"]
["120V (A.C)"]
["12V (D.C)"]
["240V (A.C)"]
["24V (D.C)"]
["430V (A.C)"]
["Undefined"]
["Select Locality from list"]
["Above Ground - Enclosed"]
["Above Ground - Exposed"]
["Submerged"]
["Undefined"]
["Underground - Buried"]
["Underground - Enclosed"]
["Select Monitoring Type from list"]
["Internal Logger"]
["Remote Logger"]
["SCADA"]
["Undefined"]
["Select Comms Protocol from list"]
["0-5 volts"]
["4-20mA"]
["Datran"]
["DF1"]
["Modbus"]
["RS232"]
["Undefined"]
["Select Output Pulsed from list"]
["Yes"]
["No"]
["Undefined"]
["Enter Calibration Agent"]
["Enter Calibration Number"]
["Enter Calibration Exp Date"]
["Enter Instrument Range"]
["Select Input Voltage (V) from list"]
["120V (A.C)"]
["12V (D.C)"]
["240V (A.C)"]
["24V (D.C)"]
["430V (A.C)"]
["Undefined"]
["Select Locality from list"]
["Above Ground - Enclosed"]
["Above Ground - Exposed"]
["Submerged"]
["Undefined"]
["Underground - Buried"]
["Underground - Enclosed"]
["Select Monitoring Type from list"]
["Internal Logger"]
["Remote Logger"]
["SCADA"]
["Undefined"]
["Select Comms Protocol from list"]
["0-5 volts"]
["4-20mA"]
["Datran"]
["DF1"]
["Modbus"]
["RS232"]
["Undefined"]
["Select Output Pulsed from list"]
["Yes"]
["No"]
["Undefined"]
["Enter Calibration Agent"]
["Enter Calibration Number"]
["Enter Calibration Exp Date"]
["Enter Instrument Range"]
["Enter Manufacturer"]
["Enter Model"]
["Enter Serial Number"]
["Enter Warranty Expiry Date"]
["Enter Manufacturer"]
["Enter Model"]
["Enter Serial Number"]
["Enter Warranty Expiry Date"]
["Enter Manufacturer"]
["Enter Model"]
["Enter Serial Number"]
["Enter Warranty Expiry Date"]
["Enter Manufacturer"]
["Enter Model"]
["Enter Serial Number"]
["Enter Warranty Expiry Date"]
["Enter Manufacturer"]
["Enter Model"]
["Enter Serial Number"]
["Enter Warranty Expiry Date"]
["Select Material from list"]
["Concrete - Reinforced"]
["Aluminium"]
["Concrete - Unreinforced"]
["Concrete Block"]
["Fibre Cement Sheets"]
["Steel"]
["Timber"]
["Undefined"]
["Select Construction Method from list"]
["Cast In-situ"]
["Precast"]
["Prefabricated"]
["Tilt Slab"]
["Undefined"]
["Select Weir Type from list"]
["Irregular"]
["Rectangular"]
["Trapezoidal"]
["Undefined"]
["V-notch"]
["Enter Width (m)"]
["Enter Height (m)"]
["Enter Top RL (m)"]
["Enter Weir RL (m)"]
["Select Material from list"]
["Concrete - Reinforced"]
["Aluminium"]
["Concrete - Unreinforced"]
["Concrete Block"]
["Fibre Cement Sheets"]
["Steel"]
["Timber"]
["Undefined"]
["Select Construction Method from list"]
["Cast In-situ"]
["Precast"]
["Prefabricated"]
["Tilt Slab"]
["Undefined"]
["Select Weir Type from list"]
["Irregular"]
["Rectangular"]
["Trapezoidal"]
["Undefined"]
["V-notch"]
["Enter Width (m)"]
["Enter Height (m)"]
["Enter Top RL (m)"]
["Enter Weir RL (m)"]
["Select Material from list"]
["Concrete - Reinforced"]
["Aluminium"]
["Concrete - Unreinforced"]
["Concrete Block"]
["Fibre Cement Sheets"]
["Steel"]
["Timber"]
["Undefined"]
["Select Construction Method from list"]
["Cast In-situ"]
["Precast"]
["Prefabricated"]
["Tilt Slab"]
["Undefined"]
["Select Weir Type from list"]
["Irregular"]
["Rectangular"]
["Trapezoidal"]
["Undefined"]
["V-notch"]
["Enter Width (m)"]
["Enter Height (m)"]
["Enter Top RL (m)"]
["Enter Weir RL (m)"]
["Select Material from list"]
["Concrete - Reinforced"]
["Aluminium"]
["Concrete - Unreinforced"]
["Concrete Block"]
["Fibre Cement Sheets"]
["Steel"]
["Timber"]
["Undefined"]
["Select Construction Method from list"]
["Cast In-situ"]
["Precast"]
["Prefabricated"]
["Tilt Slab"]
["Undefined"]
["Select Weir Type from list"]
["Irregular"]
["Rectangular"]
["Trapezoidal"]
["Undefined"]
["V-notch"]
["Enter Width (m)"]
["Enter Height (m)"]
["Enter Top RL (m)"]
["Enter Weir RL (m)"]
["Select Material from list"]
["Concrete - Reinforced"]
["Aluminium"]
["Concrete - Unreinforced"]
["Concrete Block"]
["Fibre Cement Sheets"]
["Steel"]
["Timber"]
["Undefined"]
["Select Construction Method from list"]
["Cast In-situ"]
["Precast"]
["Prefabricated"]
["Tilt Slab"]
["Undefined"]
["Select Weir Type from list"]
["Irregular"]
["Rectangular"]
["Trapezoidal"]
["Undefined"]
["V-notch"]
["Enter Width (m)"]
["Enter Height (m)"]
["Enter Top RL (m)"]
["Enter Weir RL (m)"]
["Enter Manufacturer"]
["Enter Manufacturer"]
["Enter Manufacturer"]
["Enter Manufacturer"]
["Enter Manufacturer"]
["Select Material from list"]
["Concrete - Reinforced"]
["Aluminium"]
["Concrete - Unreinforced"]
["Concrete Block"]
["Fibre Cement Sheets"]
["Steel"]
["Timber"]
["Undefined"]
["Select Construction Method from list"]
["Cast In-situ"]
["Precast"]
["Prefabricated"]
["Tilt Slab"]
["Undefined"]
["Select Material from list"]
["Concrete - Reinforced"]
["Aluminium"]
["Concrete - Unreinforced"]
["Concrete Block"]
["Fibre Cement Sheets"]
["Steel"]
["Timber"]
["Undefined"]
["Select Construction Method from list"]
["Cast In-situ"]
["Precast"]
["Prefabricated"]
["Tilt Slab"]
["Undefined"]
["Select Material from list"]
["Concrete - Reinforced"]
["Aluminium"]
["Concrete - Unreinforced"]
["Concrete Block"]
["Fibre Cement Sheets"]
["Steel"]
["Timber"]
["Undefined"]
["Select Construction Method from list"]
["Cast In-situ"]
["Precast"]
["Prefabricated"]
["Tilt Slab"]
["Undefined"]
["Select Material from list"]
["Concrete - Reinforced"]
["Aluminium"]
["Concrete - Unreinforced"]
["Concrete Block"]
["Fibre Cement Sheets"]
["Steel"]
["Timber"]
["Undefined"]
["Select Construction Method from list"]
["Cast In-situ"]
["Precast"]
["Prefabricated"]
["Tilt Slab"]
["Undefined"]
["Select Material from list"]
["Concrete - Reinforced"]
["Aluminium"]
["Concrete - Unreinforced"]
["Concrete Block"]
["Fibre Cement Sheets"]
["Steel"]
["Timber"]
["Undefined"]
["Select Construction Method from list"]
["Cast In-situ"]
["Precast"]
["Prefabricated"]
["Tilt Slab"]
["Undefined"]
["Enter Manufacturer"]
["Enter Manufacturer"]
["Enter Manufacturer"]
["Enter Manufacturer"]
["Enter Manufacturer"]
["Select Material from list"]
["Brick"]
["Cast Iron"]
["Concrete - Reinforced"]
["Concrete - Unreinforced"]
["Concrete Block"]
["Corrugated  Steel"]
["Corrugated Aluminium"]
["Ductile Iron"]
["Fibreglass"]
["Glazed Earthenware"]
["Polyethylene"]
["Polyvinylchloride"]
["Timber"]
["Undefined"]
["Stainless Steel"]
["Select Construction Method from list"]
["Cast In-situ"]
["Precast"]
["Prefabricated"]
["Tilt Slab"]
["Undefined"]
["Select Chamber Shape from list"]
["Circular"]
["Irregular"]
["Oval"]
["Rectangular"]
["Undefined"]
["Select Lid Type from list"]
["Grated"]
["Solid"]
["Undefined"]
["Vented"]
["Select Lid Material from list"]
["Undefined"]
["Aluminium"]
["Steel"]
["Select Lid Shape from list"]
["Circular"]
["Oval"]
["Rectangular"]
["Undefined"]
["Select Lid Fixing from list"]
["Fixed In Place"]
["Free"]
["Hinged"]
["Hinged With Tie Off"]
["Screwed"]
["Sliding"]
["Undefined"]
["Select Lid Security from list"]
["Bolted"]
["Free"]
["Lockable"]
["Undefined"]
["Welded"]
["Select Lid Class from list"]
["Class A - Footpaths  For Pedestrians And Cycle ways"]
["Class B - Footpaths For Light Vehicle, Pedestrian Precincts"]
["Class C - Pedestrian Areas With Slow Moving Commercial Vehicles, Parkside Areas, Kerbsides"]
["Class D - Carriageways Roads For Commercial Vehicles"]
["Class E - Industrial Areas"]
["Undefined"]
["Enter Diameter (m)"]
["Enter Length (m)"]
["Enter Width (m)"]
["Enter Depth (m)"]
["Enter Lid RL (m)"]
["Enter Base RL (m)"]
["Enter Lid Diameter (mm)"]
["Enter Lid Length (mm)"]
["Enter Lid Width (mm)"]
["Enter Volume (m3)"]
["Enter Pump Slot Count"]
["Select Material from list"]
["Brick"]
["Cast Iron"]
["Concrete - Reinforced"]
["Concrete - Unreinforced"]
["Concrete Block"]
["Corrugated  Steel"]
["Corrugated Aluminium"]
["Ductile Iron"]
["Fibreglass"]
["Glazed Earthenware"]
["Polyethylene"]
["Polyvinylchloride"]
["Timber"]
["Undefined"]
["Stainless Steel"]
["Select Construction Method from list"]
["Cast In-situ"]
["Precast"]
["Prefabricated"]
["Tilt Slab"]
["Undefined"]
["Select Chamber Shape from list"]
["Circular"]
["Irregular"]
["Oval"]
["Rectangular"]
["Undefined"]
["Select Lid Type from list"]
["Grated"]
["Solid"]
["Undefined"]
["Vented"]
["Select Lid Material from list"]
["Undefined"]
["Aluminium"]
["Steel"]
["Select Lid Shape from list"]
["Circular"]
["Oval"]
["Rectangular"]
["Undefined"]
["Select Lid Fixing from list"]
["Fixed In Place"]
["Free"]
["Hinged"]
["Hinged With Tie Off"]
["Screwed"]
["Sliding"]
["Undefined"]
["Select Lid Security from list"]
["Bolted"]
["Free"]
["Lockable"]
["Undefined"]
["Welded"]
["Select Lid Class from list"]
["Class A - Footpaths  For Pedestrians And Cycle ways"]
["Class B - Footpaths For Light Vehicle, Pedestrian Precincts"]
["Class C - Pedestrian Areas With Slow Moving Commercial Vehicles, Parkside Areas, Kerbsides"]
["Class D - Carriageways Roads For Commercial Vehicles"]
["Class E - Industrial Areas"]
["Undefined"]
["Enter Diameter (m)"]
["Enter Length (m)"]
["Enter Width (m)"]
["Enter Depth (m)"]
["Enter Lid RL (m)"]
["Enter Base RL (m)"]
["Enter Lid Diameter (mm)"]
["Enter Lid Length (mm)"]
["Enter Lid Width (mm)"]
["Enter Volume (m3)"]
["Enter Pump Slot Count"]
["Select Material from list"]
["Brick"]
["Cast Iron"]
["Concrete - Reinforced"]
["Concrete - Unreinforced"]
["Concrete Block"]
["Corrugated  Steel"]
["Corrugated Aluminium"]
["Ductile Iron"]
["Fibreglass"]
["Glazed Earthenware"]
["Polyethylene"]
["Polyvinylchloride"]
["Timber"]
["Undefined"]
["Stainless Steel"]
["Select Construction Method from list"]
["Cast In-situ"]
["Precast"]
["Prefabricated"]
["Tilt Slab"]
["Undefined"]
["Select Chamber Shape from list"]
["Circular"]
["Irregular"]
["Oval"]
["Rectangular"]
["Undefined"]
["Select Lid Type from list"]
["Grated"]
["Solid"]
["Undefined"]
["Vented"]
["Select Lid Material from list"]
["Undefined"]
["Aluminium"]
["Steel"]
["Select Lid Shape from list"]
["Circular"]
["Oval"]
["Rectangular"]
["Undefined"]
["Select Lid Fixing from list"]
["Fixed In Place"]
["Free"]
["Hinged"]
["Hinged With Tie Off"]
["Screwed"]
["Sliding"]
["Undefined"]
["Select Lid Security from list"]
["Bolted"]
["Free"]
["Lockable"]
["Undefined"]
["Welded"]
["Select Lid Class from list"]
["Class A - Footpaths  For Pedestrians And Cycle ways"]
["Class B - Footpaths For Light Vehicle, Pedestrian Precincts"]
["Class C - Pedestrian Areas With Slow Moving Commercial Vehicles, Parkside Areas, Kerbsides"]
["Class D - Carriageways Roads For Commercial Vehicles"]
["Class E - Industrial Areas"]
["Undefined"]
["Enter Diameter (m)"]
["Enter Length (m)"]
["Enter Width (m)"]
["Enter Depth (m)"]
["Enter Lid RL (m)"]
["Enter Base RL (m)"]
["Enter Lid Diameter (mm)"]
["Enter Lid Length (mm)"]
["Enter Lid Width (mm)"]
["Enter Volume (m3)"]
["Enter Pump Slot Count"]
["Select Material from list"]
["Brick"]
["Cast Iron"]
["Concrete - Reinforced"]
["Concrete - Unreinforced"]
["Concrete Block"]
["Corrugated  Steel"]
["Corrugated Aluminium"]
["Ductile Iron"]
["Fibreglass"]
["Glazed Earthenware"]
["Polyethylene"]
["Polyvinylchloride"]
["Timber"]
["Undefined"]
["Stainless Steel"]
["Select Construction Method from list"]
["Cast In-situ"]
["Precast"]
["Prefabricated"]
["Tilt Slab"]
["Undefined"]
["Select Chamber Shape from list"]
["Circular"]
["Irregular"]
["Oval"]
["Rectangular"]
["Undefined"]
["Select Lid Type from list"]
["Grated"]
["Solid"]
["Undefined"]
["Vented"]
["Select Lid Material from list"]
["Undefined"]
["Aluminium"]
["Steel"]
["Select Lid Shape from list"]
["Circular"]
["Oval"]
["Rectangular"]
["Undefined"]
["Select Lid Fixing from list"]
["Fixed In Place"]
["Free"]
["Hinged"]
["Hinged With Tie Off"]
["Screwed"]
["Sliding"]
["Undefined"]
["Select Lid Security from list"]
["Bolted"]
["Free"]
["Lockable"]
["Undefined"]
["Welded"]
["Select Lid Class from list"]
["Class A - Footpaths  For Pedestrians And Cycle ways"]
["Class B - Footpaths For Light Vehicle, Pedestrian Precincts"]
["Class C - Pedestrian Areas With Slow Moving Commercial Vehicles, Parkside Areas, Kerbsides"]
["Class D - Carriageways Roads For Commercial Vehicles"]
["Class E - Industrial Areas"]
["Undefined"]
["Enter Diameter (m)"]
["Enter Length (m)"]
["Enter Width (m)"]
["Enter Depth (m)"]
["Enter Lid RL (m)"]
["Enter Base RL (m)"]
["Enter Lid Diameter (mm)"]
["Enter Lid Length (mm)"]
["Enter Lid Width (mm)"]
["Enter Volume (m3)"]
["Enter Pump Slot Count"]
["Select Material from list"]
["Brick"]
["Cast Iron"]
["Concrete - Reinforced"]
["Concrete - Unreinforced"]
["Concrete Block"]
["Corrugated  Steel"]
["Corrugated Aluminium"]
["Ductile Iron"]
["Fibreglass"]
["Glazed Earthenware"]
["Polyethylene"]
["Polyvinylchloride"]
["Timber"]
["Undefined"]
["Stainless Steel"]
["Select Construction Method from list"]
["Cast In-situ"]
["Precast"]
["Prefabricated"]
["Tilt Slab"]
["Undefined"]
["Select Chamber Shape from list"]
["Circular"]
["Irregular"]
["Oval"]
["Rectangular"]
["Undefined"]
["Select Lid Type from list"]
["Grated"]
["Solid"]
["Undefined"]
["Vented"]
["Select Lid Material from list"]
["Undefined"]
["Aluminium"]
["Steel"]
["Select Lid Shape from list"]
["Circular"]
["Oval"]
["Rectangular"]
["Undefined"]
["Select Lid Fixing from list"]
["Fixed In Place"]
["Free"]
["Hinged"]
["Hinged With Tie Off"]
["Screwed"]
["Sliding"]
["Undefined"]
["Select Lid Security from list"]
["Bolted"]
["Free"]
["Lockable"]
["Undefined"]
["Welded"]
["Select Lid Class from list"]
["Class A - Footpaths  For Pedestrians And Cycle ways"]
["Class B - Footpaths For Light Vehicle, Pedestrian Precincts"]
["Class C - Pedestrian Areas With Slow Moving Commercial Vehicles, Parkside Areas, Kerbsides"]
["Class D - Carriageways Roads For Commercial Vehicles"]
["Class E - Industrial Areas"]
["Undefined"]
["Enter Diameter (m)"]
["Enter Length (m)"]
["Enter Width (m)"]
["Enter Depth (m)"]
["Enter Lid RL (m)"]
["Enter Base RL (m)"]
["Enter Lid Diameter (mm)"]
["Enter Lid Length (mm)"]
["Enter Lid Width (mm)"]
["Enter Volume (m3)"]
["Enter Pump Slot Count"]
["Enter Manufacturer"]
["Enter Model"]
["Enter Manufacturer"]
["Enter Model"]
["Enter Manufacturer"]
["Enter Model"]
["Enter Manufacturer"]
["Enter Model"]
["Enter Manufacturer"]
["Enter Model"]
["Select Pump Type from list"]
["Axial"]
["Centrifugal"]
["Horizontal - Multistage"]
["Peristaltic"]
["Pressure"]
["Undefined"]
["Vacuum"]
["Vertical - Multistage"]
["Select Input Voltage (V) from list"]
["120V (A.C)"]
["12V (D.C)"]
["240V (A.C)"]
["24V (D.C)"]
["430V (A.C)"]
["Undefined"]
["Select Drive Type from list"]
["Direct On Line"]
["Soft Starter"]
["Undefined"]
["Variable Speed Drive"]
["Enter Design Flow (L/s)"]
["Enter Motor Size (kW)"]
["Enter Isolation Rating (V)"]
["Enter Motor Manufacturer"]
["Enter Motor Serial Number"]
["Enter Design Head (kPa)"]
["Enter Weight (kg)"]
["Enter Current Rating (A)"]
["Enter Speed (rpm)"]
["Enter Impellor Number"]
["Select Pump Type from list"]
["Axial"]
["Centrifugal"]
["Horizontal - Multistage"]
["Peristaltic"]
["Pressure"]
["Undefined"]
["Vacuum"]
["Vertical - Multistage"]
["Select Input Voltage (V) from list"]
["120V (A.C)"]
["12V (D.C)"]
["240V (A.C)"]
["24V (D.C)"]
["430V (A.C)"]
["Undefined"]
["Select Drive Type from list"]
["Direct On Line"]
["Soft Starter"]
["Undefined"]
["Variable Speed Drive"]
["Enter Design Flow (L/s)"]
["Enter Motor Size (kW)"]
["Enter Isolation Rating (V)"]
["Enter Motor Manufacturer"]
["Enter Motor Serial Number"]
["Enter Design Head (kPa)"]
["Enter Weight (kg)"]
["Enter Current Rating (A)"]
["Enter Speed (rpm)"]
["Enter Impellor Number"]
["Select Pump Type from list"]
["Axial"]
["Centrifugal"]
["Horizontal - Multistage"]
["Peristaltic"]
["Pressure"]
["Undefined"]
["Vacuum"]
["Vertical - Multistage"]
["Select Input Voltage (V) from list"]
["120V (A.C)"]
["12V (D.C)"]
["240V (A.C)"]
["24V (D.C)"]
["430V (A.C)"]
["Undefined"]
["Select Drive Type from list"]
["Direct On Line"]
["Soft Starter"]
["Undefined"]
["Variable Speed Drive"]
["Enter Design Flow (L/s)"]
["Enter Motor Size (kW)"]
["Enter Isolation Rating (V)"]
["Enter Motor Manufacturer"]
["Enter Motor Serial Number"]
["Enter Design Head (kPa)"]
["Enter Weight (kg)"]
["Enter Current Rating (A)"]
["Enter Speed (rpm)"]
["Enter Impellor Number"]
["Select Pump Type from list"]
["Axial"]
["Centrifugal"]
["Horizontal - Multistage"]
["Peristaltic"]
["Pressure"]
["Undefined"]
["Vacuum"]
["Vertical - Multistage"]
["Select Input Voltage (V) from list"]
["120V (A.C)"]
["12V (D.C)"]
["240V (A.C)"]
["24V (D.C)"]
["430V (A.C)"]
["Undefined"]
["Select Drive Type from list"]
["Direct On Line"]
["Soft Starter"]
["Undefined"]
["Variable Speed Drive"]
["Enter Design Flow (L/s)"]
["Enter Motor Size (kW)"]
["Enter Isolation Rating (V)"]
["Enter Motor Manufacturer"]
["Enter Motor Serial Number"]
["Enter Design Head (kPa)"]
["Enter Weight (kg)"]
["Enter Current Rating (A)"]
["Enter Speed (rpm)"]
["Enter Impellor Number"]
["Select Pump Type from list"]
["Axial"]
["Centrifugal"]
["Horizontal - Multistage"]
["Peristaltic"]
["Pressure"]
["Undefined"]
["Vacuum"]
["Vertical - Multistage"]
["Select Input Voltage (V) from list"]
["120V (A.C)"]
["12V (D.C)"]
["240V (A.C)"]
["24V (D.C)"]
["430V (A.C)"]
["Undefined"]
["Select Drive Type from list"]
["Direct On Line"]
["Soft Starter"]
["Undefined"]
["Variable Speed Drive"]
["Enter Design Flow (L/s)"]
["Enter Motor Size (kW)"]
["Enter Isolation Rating (V)"]
["Enter Motor Manufacturer"]
["Enter Motor Serial Number"]
["Enter Design Head (kPa)"]
["Enter Weight (kg)"]
["Enter Current Rating (A)"]
["Enter Speed (rpm)"]
["Enter Impellor Number"]
["Enter Manufacturer"]
["Enter Model"]
["Enter Serial Number"]
["Enter Warranty Expiry Date"]
["Enter Manufacturer"]
["Enter Model"]
["Enter Serial Number"]
["Enter Warranty Expiry Date"]
["Enter Manufacturer"]
["Enter Model"]
["Enter Serial Number"]
["Enter Warranty Expiry Date"]
["Enter Manufacturer"]
["Enter Model"]
["Enter Serial Number"]
["Enter Warranty Expiry Date"]
["Enter Manufacturer"]
["Enter Model"]
["Enter Serial Number"]
["Enter Warranty Expiry Date"]
["Select Lining Material from list"]
["Clay"]
["Concrete"]
["Geo Synthetic Liner"]
["Natural"]
["Polyamide"]
["Polyester"]
["Polyethylene"]
["Polypropylene"]
["Polyvinylchloride"]
["Rock"]
["Timber"]
["Undefined"]
["Unlined"]
["Enter Base Length (m)"]
["Enter Base Width (m)"]
["Enter Base Area (m2)"]
["Enter Volume (m3)"]
["Enter Top RL (m)"]
["Enter Base RL (m)"]
["Enter Overflow RL (m)"]
["Select Lining Material from list"]
["Clay"]
["Concrete"]
["Geo Synthetic Liner"]
["Natural"]
["Polyamide"]
["Polyester"]
["Polyethylene"]
["Polypropylene"]
["Polyvinylchloride"]
["Rock"]
["Timber"]
["Undefined"]
["Unlined"]
["Enter Base Length (m)"]
["Enter Base Width (m)"]
["Enter Base Area (m2)"]
["Enter Volume (m3)"]
["Enter Top RL (m)"]
["Enter Base RL (m)"]
["Enter Overflow RL (m)"]
["Select Lining Material from list"]
["Clay"]
["Concrete"]
["Geo Synthetic Liner"]
["Natural"]
["Polyamide"]
["Polyester"]
["Polyethylene"]
["Polypropylene"]
["Polyvinylchloride"]
["Rock"]
["Timber"]
["Undefined"]
["Unlined"]
["Enter Base Length (m)"]
["Enter Base Width (m)"]
["Enter Base Area (m2)"]
["Enter Volume (m3)"]
["Enter Top RL (m)"]
["Enter Base RL (m)"]
["Enter Overflow RL (m)"]
["Select Lining Material from list"]
["Clay"]
["Concrete"]
["Geo Synthetic Liner"]
["Natural"]
["Polyamide"]
["Polyester"]
["Polyethylene"]
["Polypropylene"]
["Polyvinylchloride"]
["Rock"]
["Timber"]
["Undefined"]
["Unlined"]
["Enter Base Length (m)"]
["Enter Base Width (m)"]
["Enter Base Area (m2)"]
["Enter Volume (m3)"]
["Enter Top RL (m)"]
["Enter Base RL (m)"]
["Enter Overflow RL (m)"]
["Select Lining Material from list"]
["Clay"]
["Concrete"]
["Geo Synthetic Liner"]
["Natural"]
["Polyamide"]
["Polyester"]
["Polyethylene"]
["Polypropylene"]
["Polyvinylchloride"]
["Rock"]
["Timber"]
["Undefined"]
["Unlined"]
["Enter Base Length (m)"]
["Enter Base Width (m)"]
["Enter Base Area (m2)"]
["Enter Volume (m3)"]
["Enter Top RL (m)"]
["Enter Base RL (m)"]
["Enter Overflow RL (m)"]

{"sheet":"DBL1","index":3,"n_rows":6,"n_cols":1,"rows_kept":6,"cut":false,"hidden":true,"merged":[]}
["DBL1"]
["Irrigation"]
["Stockwater"]
["Stormwater"]
["Water Supply"]
["Wastewater"]

{"sheet":"DBL2","index":4,"n_rows":96,"n_cols":2,"rows_kept":96,"cut":false,"hidden":true,"merged":[]}
["Level 1","Level 2"]
["Irrigation","Basin"]
["Irrigation","Bore"]
["Irrigation","Chamber"]
["Irrigation","Channel"]
["Irrigation","Control"]
["Irrigation","Electrical"]
["Irrigation","Filter"]
["Irrigation","Instrument"]
["Irrigation","Mechanical Plant"]
["Irrigation","Node"]
["Irrigation","Pipe"]
["Irrigation","Private"]
["Irrigation","Pump"]
["Irrigation","Service Connection"]
["Irrigation","Site"]
["Irrigation","Site Services"]
["Irrigation","Structure"]
["Irrigation","Tank"]
["Irrigation","Valve"]
["Stockwater","Basin"]
["Stockwater","Bore"]
["Stockwater","Chamber"]
["Stockwater","Channel"]
["Stockwater","Control"]
["Stockwater","Electrical"]
["Stockwater","Filter"]
["Stockwater","Instrument"]
["Stockwater","Mechanical Plant"]
["Stockwater","Node"]
["Stockwater","Pipe"]
["Stockwater","Private"]
["Stockwater","Pump"]
["Stockwater","Service Connection"]
["Stockwater","Site"]
["Stockwater","Site Services"]
["Stockwater","Structure"]
["Stockwater","Tank"]
["Stockwater","Valve"]
["Stormwater","Basin"]
["Stormwater","Bore"]
["Stormwater","Chamber"]
["Stormwater","Channel"]
["Stormwater","Control"]
["Stormwater","Electrical"]
["Stormwater","Filter"]
["Stormwater","Instrument"]
["Stormwater","Mechanical Plant"]
["Stormwater","Node"]
["Stormwater","Pipe"]
["Stormwater","Private"]
["Stormwater","Pump"]
["Stormwater","Service Connection"]
["Stormwater","Site"]
["Stormwater","Site Services"]
["Stormwater","Structure"]
["Stormwater","Tank"]
["Stormwater","Valve"]
["Wastewater","Basin"]
["Wastewater","Bore"]
["Wastewater","Chamber"]
["Wastewater","Channel"]
["Wastewater","Control"]
["Wastewater","Electrical"]
["Wastewater","Filter"]
["Wastewater","Instrument"]
["Wastewater","Mechanical Plant"]
["Wastewater","Node"]
["Wastewater","Pipe"]
["Wastewater","Private"]
["Wastewater","Pump"]
["Wastewater","Service Connection"]
["Wastewater","Site"]
["Wastewater","Site Services"]
["Wastewater","Structure"]
["Wastewater","Tank"]
["Wastewater","Valve"]
["Water Supply","Basin"]
["Water Supply","Bore"]
["Water Supply","Chamber"]
["Water Supply","Channel"]
["Water Supply","Control"]
["Water Supply","Electrical"]
["Water Supply","Filter"]
["Water Supply","Instrument"]
["Water Supply","Mechanical Plant"]
["Water Supply","Node"]
["Water Supply","Pipe"]
["Water Supply","Private"]
["Water Supply","Pump"]
["Water Supply","Service Connection"]
["Water Supply","Site"]
["Water Supply","Site Services"]
["Water Supply","Structure"]
["Water Supply","Tank"]
["Water Supply","Valve"]

{"sheet":"DBL3","index":5,"n_rows":165,"n_cols":2,"rows_kept":165,"cut":false,"hidden":true,"merged":[]}
["Level 2","Level 3"]
["Basin","Aeration Basin"]
["Basin","Detention Basin"]
["Basin","Oxidation Pond"]
["Basin","Retention Basin"]
["Basin","Storage Basin"]
["Basin","Wetland"]
["Bore","Dewatering Bore"]
["Bore","Monitoring Bore"]
["Bore","Source Gallery"]
["Bore","Source Well"]
["Chamber","Bypass Chamber"]
["Chamber","Dry Well"]
["Chamber","Equipment Chamber"]
["Chamber","Flush Tank"]
["Chamber","Inspection Point"]
["Chamber","Manhole"]
["Chamber","Septic Tank"]
["Chamber","Splitter Chamber"]
["Chamber","Sump"]
["Chamber","Surge Chamber"]
["Chamber","Wet Well"]
["Channel","Network Drain"]
["Channel","Process Channel"]
["Channel","Receiving Waterway"]
["Channel","Water Race"]
["Control","Human Machine Interface"]
["Control","Programmable Logic Controller"]
["Control","Radio"]
["Control","Remote Terminal Unit"]
["Electrical","Air Conditioning"]
["Electrical","Control Cabinet"]
["Electrical","Control Panel"]
["Electrical","Generator"]
["Electrical","Generator Inlet"]
["Electrical","Power Cable"]
["Electrical","Pump Junction Box"]
["Electrical","Signal Cable"]
["Electrical","Soft Starter"]
["Electrical","Switchboard"]
["Electrical","Transformer"]
["Electrical","Treatment Room Heater"]
["Electrical","UPS and Batteries"]
["Electrical","Ultraviolet Disinfection Unit"]
["Electrical","Variable Speed Drive"]
["Electrical","Ventilation Fan"]
["Filter","Cartridge Filter"]
["Filter","Effluent Disposal Field"]
["Filter","Gross Pollutant Trap"]
["Filter","Infiltration Trench"]
["Filter","Inline Strainer"]
["Filter","Modular Soakage Chamber"]
["Filter","Sand Filter"]
["Filter","Soakpit"]
["Filter","Treatment Filter"]
["Instrument","Chlorine Analyser"]
["Instrument","Dissolved Oxygen Analyser"]
["Instrument","Flow Meter"]
["Instrument","Level Sensor"]
["Instrument","Level Switch"]
["Instrument","Pressure Gauge"]
["Instrument","Pressure Switch"]
["Instrument","Pressure Transducer"]
["Instrument","Process Controller"]
["Instrument","Turbidity Analyser"]
["Instrument","Velocity Meter"]
["Instrument","Weather Station"]
["Instrument","pH Analyser"]
["Instrument","pH Turbidity Analyser"]
["Mechanical Plant","Air Blower"]
["Mechanical Plant","Air Compressor"]
["Mechanical Plant","Effluent Irrigator"]
["Mechanical Plant","Electrical Actuator"]
["Mechanical Plant","Lifting Hoist"]
["Mechanical Plant","Lime Feeder"]
["Mechanical Plant","Mechanical Screen"]
["Mechanical Plant","Odour Control Unit"]
["Mechanical Plant","Pond Aerator"]
["Mechanical Plant","Pond Mixer"]
["Mechanical Plant","Soda Ash Mixer"]
["Mechanical Plant","Ventilation Fan"]
["Node","Outlet Node"]
["Node","Pipe Invert Point"]
["Node","Support Structure"]
["Pipe","Conduit"]
["Pipe","Culvert"]
["Pipe","Facility Pipe"]
["Pipe","Manifold"]
["Pipe","Network Main"]
["Pipe","Service Line"]
["Pipe","Subsoil Drain"]
["Pipe","Tunnel"]
["Pipe","Ventilation Pipe"]
["Private","Private Pump Station"]
["Private","Private Septic Tank"]
["Pump","Bore Pump"]
["Pump","Caustic Soda Dosing Pump"]
["Pump","Caustic Soda Transfer Pump"]
["Pump","Chlorine Dosing Pump"]
["Pump","Soda Ash Dosing Pump"]
["Pump","Sump Pump"]
["Pump","Surface Pump"]
["Pump","Wet Well Pump"]
["Service Connection","Air Gap Separator"]
["Service Connection","Fire Connection"]
["Service Connection","Gravity Sewer Connection"]
["Service Connection","Gravity Stormwater Connection"]
["Service Connection","On Demand Water Connection"]
["Service Connection","Pressure Sewer Connection"]
["Service Connection","Restricted Water Connection"]
["Service Connection","STEP Sewer Connection"]
["Service Connection","Stockwater Connection"]
["Service Connection","Tanker Filling Point"]
["Site","Facility"]
["Site","Network Reticulation"]
["Site Services","Chamber and Tank Lid"]
["Site Services","Fire Hose"]
["Site Services","Foam Control Sprayer"]
["Site Services","Handrail"]
["Site Services","Ladder"]
["Site Services","Lifting Gantry"]
["Site Services","Lighting"]
["Site Services","Platform and Walkway"]
["Site Services","Pond Baffle"]
["Site Services","Safety Shower"]
["Site Services","Wave Band"]
["Structure","Boat Ramp"]
["Structure","Channel Wall"]
["Structure","Concrete Pad"]
["Structure","Drop Structure Chamber"]
["Structure","Drop Structure Weir"]
["Structure","Fish Pass"]
["Structure","Headwall"]
["Structure","Pipe Bridge"]
["Structure","Ramp"]
["Structure","Retaining Wall"]
["Structure","Static Screen"]
["Structure","Steps"]
["Structure","Trash Screen"]
["Structure","Vehicle Bridge"]
["Structure","Weir"]
["Structure","Well Fountain"]
["Tank","Backwash Tank"]
["Tank","Chemical Tank"]
["Tank","Fuel Tank"]
["Tank","Greywater Tank"]
["Tank","Pressure Tank"]
["Tank","Reservoir"]
["Tank","Sludge Tank"]
["Tank","Stormwater Tank"]
["Tank","Surge Vessel"]
["Tank","Wastewater Tank"]
["Tank","Water Tank"]
["Valve","Air Release Valve"]
["Valve","Check Valve"]
["Valve","Control Valve"]
["Valve","Diffuser"]
["Valve","Flap Valve"]
["Valve","Flush Valve"]
["Valve","Hydrant Valve"]
["Valve","Isolation Valve"]
["Valve","Membrane Check Valve"]
["Valve","Pressure Reducing Valve"]
["Valve","Sampling Tap"]
["Valve","Scour Valve"]

{"sheet":"DBL4","index":6,"n_rows":1586,"n_cols":6,"rows_kept":1586,"cut":false,"hidden":true,"merged":[]}
["Level 2","Level 3","Attributes","Description","UOM","Code List"]
["Basin","Aeration Basin","Base Area (m2)","Base Area of the Storage System","Square metres"]
["Basin","Aeration Basin","Base Length (m)","Base Length of the Storage System","Metres"]
["Basin","Aeration Basin","Base RL (m)","Level at the base of Storage System (in terms of a R.L)","Metres"]
["Basin","Aeration Basin","Base Width (m)","Base Width of the Storage System","Metres"]
["Basin","Aeration Basin","Lining Material","Lining Material used to line the base or sides of the Storage System",null,"A_MTLLIN"]
["Basin","Aeration Basin","Overflow RL (m)","Level of the Storage System at its breach point (in terms of a R.L)","Metres"]
["Basin","Aeration Basin","Top RL (m)","Level at the top of the  Storage System (in terms of a R.L)","Metres"]
["Basin","Aeration Basin","Volume (m3)","Volume of the Storage System at full capacity","Cubic metres"]
["Basin","Detention Basin","Base Area (m2)","Base Area of the Storage System","Square metres"]
["Basin","Detention Basin","Base Length (m)","Base Length of the Storage System","Metres"]
["Basin","Detention Basin","Base RL (m)","Level at the base of Storage System (in terms of a R.L)","Metres"]
["Basin","Detention Basin","Base Width (m)","Base Width of the Storage System","Metres"]
["Basin","Detention Basin","Lining Material","Lining Material used to line the base or sides of the Storage System",null,"A_MTLLIN"]
["Basin","Detention Basin","Overflow RL (m)","Level of the Storage System at its breach point (in terms of a R.L)","Metres"]
["Basin","Detention Basin","Top RL (m)","Level at the top of the  Storage System (in terms of a R.L)","Metres"]
["Basin","Detention Basin","Volume (m3)","Volume of the Storage System at full capacity","Cubic metres"]
["Basin","Oxidation Pond","Base Area (m2)","Base Area of the Storage System","Square metres"]
["Basin","Oxidation Pond","Base Length (m)","Base Length of the Storage System","Metres"]
["Basin","Oxidation Pond","Base RL (m)","Level at the base of Storage System (in terms of a R.L)","Metres"]
["Basin","Oxidation Pond","Base Width (m)","Base Width of the Storage System","Metres"]
["Basin","Oxidation Pond","Lining Material","Lining Material used to line the base or sides of the Storage System",null,"A_MTLLIN"]
["Basin","Oxidation Pond","Overflow RL (m)","Level of the Storage System at its breach point (in terms of a R.L)","Metres"]
["Basin","Oxidation Pond","Top RL (m)","Level at the top of the  Storage System (in terms of a R.L)","Metres"]
["Basin","Oxidation Pond","Volume (m3)","Volume of the Storage System at full capacity","Cubic metres"]
["Basin","Retention Basin","Base Area (m2)","Base Area of the Storage System","Square metres"]
["Basin","Retention Basin","Base Length (m)","Base Length of the Storage System","Metres"]
["Basin","Retention Basin","Base RL (m)","Level at the base of Storage System (in terms of a R.L)","Metres"]
["Basin","Retention Basin","Base Width (m)","Base Width of the Storage System","Metres"]
["Basin","Retention Basin","Lining Material","Lining Material used to line the base or sides of the Storage System",null,"A_MTLLIN"]
["Basin","Retention Basin","Overflow RL (m)","Level of the Storage System at its breach point (in terms of a R.L)","Metres"]
["Basin","Retention Basin","Top RL (m)","Level at the top of the  Storage System (in terms of a R.L)","Metres"]
["Basin","Retention Basin","Volume (m3)","Volume of the Storage System at full capacity","Cubic metres"]
["Basin","Storage Basin","Base Area (m2)","Base Area of the Storage System","Square metres"]
["Basin","Storage Basin","Base Length (m)","Base Length of the Storage System","Metres"]
["Basin","Storage Basin","Base RL (m)","Level at the base of Storage System (in terms of a R.L)","Metres"]
["Basin","Storage Basin","Base Width (m)","Base Width of the Storage System","Metres"]
["Basin","Storage Basin","Lining Material","Lining Material used to line the base or sides of the Storage System",null,"A_MTLLIN"]
["Basin","Storage Basin","Overflow RL (m)","Level of the Storage System at its breach point (in terms of a R.L)","Metres"]
["Basin","Storage Basin","Top RL (m)","Level at the top of the  Storage System (in terms of a R.L)","Metres"]
["Basin","Storage Basin","Volume (m3)","Volume of the Storage System at full capacity","Cubic metres"]
["Basin","Wetland","Base Area (m2)","Base Area of the Storage System","Square metres"]
["Basin","Wetland","Base Length (m)","Base Length of the Storage System","Metres"]
["Basin","Wetland","Base RL (m)","Level at the base of Storage System (in terms of a R.L)","Metres"]
["Basin","Wetland","Base Width (m)","Base Width of the Storage System","Metres"]
["Basin","Wetland","Lining Material","Lining Material used to line the base or sides of the Storage System",null,"A_MTLLIN"]
["Basin","Wetland","Overflow RL (m)","Level of the Storage System at its breach point (in terms of a R.L)","Metres"]
["Basin","Wetland","Top RL (m)","Level at the top of the  Storage System (in terms of a R.L)","Metres"]
["Basin","Wetland","Volume (m3)","Volume of the Storage System at full capacity","Cubic metres"]
["Bore","Dewatering Bore","Casing Material","Material of the Bore Casing Pipe",null,"A_MTLCSG"]
["Bore","Dewatering Bore","Depth (m)","Distance from the bore flange at the ground surface to the bottom of the Bore","Metres"]
["Bore","Dewatering Bore","Diameter (mm)","Internal Diameter of the Bore Casing","Millimetres"]
["Bore","Dewatering Bore","ECan Consent Number","Environment Canterbury resource consent number"]
["Bore","Dewatering Bore","ECan Well Reference","Ecan Reference Number for borehole"]
["Bore","Dewatering Bore","Ground RL (m)","Level at the Ground surface (in terms of a R.L)","Metres"]
["Bore","Monitoring Bore","Casing Material","Material of the Bore Casing Pipe",null,"A_MTLCSG"]
["Bore","Monitoring Bore","Depth (m)","Distance from the bore flange at the ground surface to the bottom of the Bore","Metres"]
["Bore","Monitoring Bore","Diameter (mm)","Internal Diameter of the Bore Casing","Millimetres"]
["Bore","Monitoring Bore","ECan Consent Number","Environment Canterbury resource consent number"]
["Bore","Monitoring Bore","ECan Well Reference","Ecan Reference Number for borehole"]
["Bore","Monitoring Bore","Ground RL (m)","Level at the Ground surface (in terms of a R.L)","Metres"]
["Bore","Source Gallery","Casing Material","Material of the Bore Casing Pipe",null,"A_MTLCSG"]
["Bore","Source Gallery","Depth (m)","Distance from the bore flange at the ground surface to the bottom of the Bore","Metres"]
["Bore","Source Gallery","Diameter (mm)","Internal Diameter of the Bore Casing","Millimetres"]
["Bore","Source Gallery","ECan Consent Number","Environment Canterbury resource consent number"]
["Bore","Source Gallery","ECan Well Reference","Ecan Reference Number for borehole"]
["Bore","Source Gallery","Ground RL (m)","Level at the Ground surface (in terms of a R.L)","Metres"]
["Bore","Source Gallery","Screen 1 Base RL (m)","Level at the bottom of the First Screen (in terms of a R.L)","Metres"]
["Bore","Source Gallery","Screen 1 Top RL (m)","Level at the top of the First Screen (in terms of a R.L)","Metres"]
["Bore","Source Gallery","Screen 2 Base RL (m)","Level at the bottom of the Second Screen (in terms of a R.L)","Metres"]
["Bore","Source Gallery","Screen 2 Top RL (m)","Level at the top of the Second Screen  (in terms of a R.L)","Metres"]
["Bore","Source Gallery","Screen 3 Base RL (m)","Level at the bottom of the Third Screen (in terms of a R.L)","Metres"]
["Bore","Source Gallery","Screen 3 Top RL (m)","Level at the top of the Third Screen (in terms of a R.L)","Metres"]
["Bore","Source Well","Casing Material","Material of the Bore Casing Pipe",null,"A_MTLCSG"]
["Bore","Source Well","Depth (m)","Distance from the bore flange at the ground surface to the bottom of the Bore","Metres"]
["Bore","Source Well","Diameter (mm)","Internal Diameter of the Bore Casing","Millimetres"]
["Bore","Source Well","ECan Consent Number","Environment Canterbury resource consent number"]
["Bore","Source Well","ECan Well Reference","Ecan Reference Number for borehole"]
["Bore","Source Well","Ground RL (m)","Level at the Ground surface (in terms of a R.L)","Metres"]
["Bore","Source Well","Screen 1 Base RL (m)","Level at the bottom of the First Screen (in terms of a R.L)","Metres"]
["Bore","Source Well","Screen 1 Top RL (m)","Level at the top of the First Screen (in terms of a R.L)","Metres"]
["Bore","Source Well","Screen 2 Base RL (m)","Level at the bottom of the Second Screen (in terms of a R.L)","Metres"]
["Bore","Source Well","Screen 2 Top RL (m)","Level at the top of the Second Screen  (in terms of a R.L)","Metres"]
["Bore","Source Well","Screen 3 Base RL (m)","Level at the bottom of the Third Screen (in terms of a R.L)","Metres"]
["Bore","Source Well","Screen 3 Top RL (m)","Level at the top of the Third Screen (in terms of a R.L)","Metres"]
["Chamber","Bypass Chamber","Base RL (m)","Level on the internal base floor of the Asset (in terms of a R.L)","Metres"]
["Chamber","Bypass Chamber","Chamber Shape","Preformed shape of the Asset",null,"A_SHPCMB"]
["Chamber","Bypass Chamber","Construction Method","Construction method used to form the Asset",null,"A_MTHSTR"]
["Chamber","Bypass Chamber","Depth (m)","Internal distance between the lid level of the Chamber and the base","Metres"]
["Chamber","Bypass Chamber","Diameter (m)","Internal Diameter of the Asset (if not rectangular)","Metres"]
["Chamber","Bypass Chamber","Length (m)","Internal length of the Asset (if not circular)","Metres"]
["Chamber","Bypass Chamber","Lid Class","Weight Classification Category designated for the required trafficking on the Asset",null,"A_CLSLID"]
["Chamber","Bypass Chamber","Lid Diameter (mm)","External diameter of the Asset (if not rectangular)","Millimetres"]
["Chamber","Bypass Chamber","Lid Fixing","Fixing mechanism used to secure the Asset",null,"A_FIXLID"]
["Chamber","Bypass Chamber","Lid Length (mm)","External length of the Asset (if not circular)","Millimetres"]
["Chamber","Bypass Chamber","Lid Material","Material used to manufacture the Asset",null,"A_MTLLID"]
["Chamber","Bypass Chamber","Lid RL (m)","Level of the centre of the top of the Asset (in terms of a R.L)","Metres"]
["Chamber","Bypass Chamber","Lid Security","Security measures to prevent accessibility into the Asset",null,"A_SCRLID"]
["Chamber","Bypass Chamber","Lid Shape","Physical shape of the Asset",null,"A_SHPLID"]
["Chamber","Bypass Chamber","Lid Type","Asset category type",null,"A_TYPLID"]
["Chamber","Bypass Chamber","Lid Width (mm)","External width of the Asset (if not circular)","Millimetres"]
["Chamber","Bypass Chamber","Manufacturer","Name of the manufacturer"]
["Chamber","Bypass Chamber","Material","Material used to manufacture the Asset",null,"A_MTLTNK"]
["Chamber","Bypass Chamber","Model","Name of the manufacturer model"]
["Chamber","Bypass Chamber","Width (m)","Internal Width Of The Asset (if not circular) ","Metres"]
["Chamber","Dry Well","Base RL (m)","Level on the internal base floor of the Asset (in terms of a R.L)","Metres"]
["Chamber","Dry Well","Chamber Shape","Preformed shape of the Asset",null,"A_SHPCMB"]
["Chamber","Dry Well","Construction Method","Construction method used to form the Asset",null,"A_MTHSTR"]
["Chamber","Dry Well","Depth (m)","Internal distance between the lid level of the Chamber and the base","Metres"]
["Chamber","Dry Well","Diameter (m)","Internal Diameter of the Asset (if not rectangular)","Metres"]
["Chamber","Dry Well","Length (m)","Internal length of the Asset (if not circular)","Metres"]
["Chamber","Dry Well","Lid Class","Weight Classification Category designated for the required trafficking on the Asset",null,"A_CLSLID"]
["Chamber","Dry Well","Lid Diameter (mm)","External diameter of the Asset (if not rectangular)","Millimetres"]
["Chamber","Dry Well","Lid Fixing","Fixing mechanism used to secure the Asset",null,"A_FIXLID"]
["Chamber","Dry Well","Lid Length (mm)","External length of the Asset (if not circular)","Millimetres"]
["Chamber","Dry Well","Lid Material","Material used to manufacture the Asset",null,"A_MTLLID"]
["Chamber","Dry Well","Lid RL (m)","Level of the centre of the top of the Asset (in terms of a R.L)","Metres"]
["Chamber","Dry Well","Lid Security","Security measures to prevent accessibility into the Asset",null,"A_SCRLID"]
["Chamber","Dry Well","Lid Shape","Physical shape of the Asset",null,"A_SHPLID"]
["Chamber","Dry Well","Lid Type","Asset category type",null,"A_TYPLID"]
["Chamber","Dry Well","Lid Width (mm)","External width of the Asset (if not circular)","Millimetres"]
["Chamber","Dry Well","Manufacturer","Name of the manufacturer"]
["Chamber","Dry Well","Material","Material used to manufacture the Asset",null,"A_MTLTNK"]
["Chamber","Dry Well","Model","Name of the manufacturer model"]
["Chamber","Dry Well","Width (m)","Internal Width Of The Asset (if not circular) ","Metres"]
["Chamber","Equipment Chamber","Base RL (m)","Level on the internal base floor of the Asset (in terms of a R.L)","Metres"]
["Chamber","Equipment Chamber","Chamber Shape","Preformed shape of the Asset",null,"A_SHPCMB"]
["Chamber","Equipment Chamber","Construction Method","Construction method used to form the Asset",null,"A_MTHSTR"]
["Chamber","Equipment Chamber","Depth (m)","Internal distance between the lid level of the Chamber and the base","Metres"]
["Chamber","Equipment Chamber","Diameter (m)","Internal Diameter of the Asset (if not rectangular)","Metres"]
["Chamber","Equipment Chamber","Length (m)","Internal length of the Asset (if not circular)","Metres"]
["Chamber","Equipment Chamber","Lid Class","Weight Classification Category designated for the required trafficking on the Asset",null,"A_CLSLID"]
["Chamber","Equipment Chamber","Lid Diameter (mm)","External diameter of the Asset (if not rectangular)","Millimetres"]
["Chamber","Equipment Chamber","Lid Fixing","Fixing mechanism used to secure the Asset",null,"A_FIXLID"]
["Chamber","Equipment Chamber","Lid Length (mm)","External length of the Asset (if not circular)","Millimetres"]
["Chamber","Equipment Chamber","Lid Material","Material used to manufacture the Asset",null,"A_MTLLID"]
["Chamber","Equipment Chamber","Lid RL (m)","Level of the centre of the top of the Asset (in terms of a R.L)","Metres"]
["Chamber","Equipment Chamber","Lid Security","Security measures to prevent accessibility into the Asset",null,"A_SCRLID"]
["Chamber","Equipment Chamber","Lid Shape","Physical shape of the Asset",null,"A_SHPLID"]
["Chamber","Equipment Chamber","Lid Type","Asset category type",null,"A_TYPLID"]
["Chamber","Equipment Chamber","Lid Width (mm)","External width of the Asset (if not circular)","Millimetres"]
["Chamber","Equipment Chamber","Manufacturer","Name of the manufacturer"]
["Chamber","Equipment Chamber","Material","Material used to manufacture the Asset",null,"A_MTLTNK"]
["Chamber","Equipment Chamber","Model","Name of the manufacturer model"]
["Chamber","Equipment Chamber","Width (m)","Internal Width Of The Asset (if not circular) ","Metres"]
["Chamber","Flush Tank","Base RL (m)","Level on the internal base floor of the Asset (in terms of a R.L)","Metres"]
["Chamber","Flush Tank","Chamber Shape","Preformed shape of the Asset",null,"A_SHPCMB"]
["Chamber","Flush Tank","Construction Method","Construction method used to form the Asset",null,"A_MTHSTR"]
["Chamber","Flush Tank","Depth (m)","Internal distance between the lid level of the Chamber and the base","Metres"]
["Chamber","Flush Tank","Diameter (m)","Internal Diameter of the Asset (if not rectangular)","Metres"]
["Chamber","Flush Tank","Length (m)","Internal length of the Asset (if not circular)","Metres"]
["Chamber","Flush Tank","Lid Class","Weight Classification Category designated for the required trafficking on the Asset",null,"A_CLSLID"]
["Chamber","Flush Tank","Lid Diameter (mm)","External diameter of the Asset (if not rectangular)","Millimetres"]
["Chamber","Flush Tank","Lid Fixing","Fixing mechanism used to secure the Asset",null,"A_FIXLID"]
["Chamber","Flush Tank","Lid Length (mm)","External length of the Asset (if not circular)","Millimetres"]
["Chamber","Flush Tank","Lid Material","Material used to manufacture the Asset",null,"A_MTLLID"]
["Chamber","Flush Tank","Lid RL (m)","Level of the centre of the top of the Asset (in terms of a R.L)","Metres"]
["Chamber","Flush Tank","Lid Security","Security measures to prevent accessibility into the Asset",null,"A_SCRLID"]
["Chamber","Flush Tank","Lid Shape","Physical shape of the Asset",null,"A_SHPLID"]
["Chamber","Flush Tank","Lid Type","Asset category type",null,"A_TYPLID"]
["Chamber","Flush Tank","Lid Width (mm)","External width of the Asset (if not circular)","Millimetres"]
["Chamber","Flush Tank","Manufacturer","Name of the manufacturer"]
["Chamber","Flush Tank","Material","Material used to manufacture the Asset",null,"A_MTLTNK"]
["Chamber","Flush Tank","Model","Name of the manufacturer model"]
["Chamber","Flush Tank","Width (m)","Internal Width Of The Asset (if not circular) ","Metres"]
["Chamber","Inspection Point","Base RL (m)","Level on the internal base floor of the Asset (in terms of a R.L)","Metres"]
["Chamber","Inspection Point","Chamber Shape","Preformed shape of the Asset",null,"A_SHPCMB"]
["Chamber","Inspection Point","Construction Method","Construction method used to form the Asset",null,"A_MTHSTR"]
["Chamber","Inspection Point","Depth (m)","Internal distance between the lid level of the Chamber and the base","Metres"]
["Chamber","Inspection Point","Diameter (m)","Internal Diameter of the Asset (if not rectangular)","Metres"]
["Chamber","Inspection Point","Length (m)","Internal length of the Asset (if not circular)","Metres"]
["Chamber","Inspection Point","Lid Class","Weight Classification Category designated for the required trafficking on the Asset",null,"A_CLSLID"]
["Chamber","Inspection Point","Lid Diameter (mm)","External diameter of the Asset (if not rectangular)","Millimetres"]
["Chamber","Inspection Point","Lid Fixing","Fixing mechanism used to secure the Asset",null,"A_FIXLID"]
["Chamber","Inspection Point","Lid Length (mm)","External length of the Asset (if not circular)","Millimetres"]
["Chamber","Inspection Point","Lid Material","Material used to manufacture the Asset",null,"A_MTLLID"]
["Chamber","Inspection Point","Lid RL (m)","Level of the centre of the top of the Asset (in terms of a R.L)","Metres"]
["Chamber","Inspection Point","Lid Security","Security measures to prevent accessibility into the Asset",null,"A_SCRLID"]
["Chamber","Inspection Point","Lid Shape","Physical shape of the Asset",null,"A_SHPLID"]
["Chamber","Inspection Point","Lid Type","Asset category type",null,"A_TYPLID"]
["Chamber","Inspection Point","Lid Width (mm)","External width of the Asset (if not circular)","Millimetres"]
["Chamber","Inspection Point","Manufacturer","Name of the manufacturer"]
["Chamber","Inspection Point","Material","Material used to manufacture the Asset",null,"A_MTLTNK"]
["Chamber","Inspection Point","Model","Name of the manufacturer model"]
["Chamber","Inspection Point","Width (m)","Internal Width Of The Asset (if not circular) ","Metres"]
["Chamber","Manhole","Base RL (m)","Level on the internal base floor of the Asset (in terms of a R.L)","Metres"]
["Chamber","Manhole","Chamber Shape","Preformed shape of the Asset",null,"A_SHPCMB"]
["Chamber","Manhole","Construction Method","Construction method used to form the Asset",null,"A_MTHSTR"]
["Chamber","Manhole","Depth (m)","Internal distance between the lid level of the Chamber and the base","Metres"]
["Chamber","Manhole","Diameter (m)","Internal Diameter of the Asset (if not rectangular)","Metres"]
["Chamber","Manhole","Length (m)","Internal length of the Asset (if not circular)","Metres"]
["Chamber","Manhole","Lid Class","Weight Classification Category designated for the required trafficking on the Asset",null,"A_CLSLID"]
["Chamber","Manhole","Lid Diameter (mm)","External diameter of the Asset (if not rectangular)","Millimetres"]
["Chamber","Manhole","Lid Fixing","Fixing mechanism used to secure the Asset",null,"A_FIXLID"]
["Chamber","Manhole","Lid Length (mm)","External length of the Asset (if not circular)","Millimetres"]
["Chamber","Manhole","Lid Material","Material used to manufacture the Asset",null,"A_MTLLID"]
["Chamber","Manhole","Lid RL (m)","Level of the centre of the top of the Asset (in terms of a R.L)","Metres"]
["Chamber","Manhole","Lid Security","Security measures to prevent accessibility into the Asset",null,"A_SCRLID"]
["Chamber","Manhole","Lid Shape","Physical shape of the Asset",null,"A_SHPLID"]
["Chamber","Manhole","Lid Type","Asset category type",null,"A_TYPLID"]
["Chamber","Manhole","Lid Width (mm)","External width of the Asset (if not circular)","Millimetres"]
["Chamber","Manhole","Manufacturer","Name of the manufacturer"]
["Chamber","Manhole","Material","Material used to manufacture the Asset",null,"A_MTLTNK"]
["Chamber","Manhole","Model","Name of the manufacturer model"]
["Chamber","Manhole","Width (m)","Internal Width Of The Asset (if not circular) ","Metres"]
["Chamber","Septic Tank","Base RL (m)","Level on the internal base floor of the Asset (in terms of a R.L)","Metres"]
["Chamber","Septic Tank","Chamber Count","Total number of sections within the Asset","Count"]
["Chamber","Septic Tank","Chamber Shape","Preformed shape of the Asset",null,"A_SHPCMB"]
["Chamber","Septic Tank","Construction Method","Construction method used to form the Asset",null,"A_MTHSTR"]
["Chamber","Septic Tank","Depth (m)","Internal distance between the lid level of the Chamber and the base","Metres"]
["Chamber","Septic Tank","Diameter (m)","Internal Diameter of the Asset (if not rectangular)","Metres"]
["Chamber","Septic Tank","Length (m)","Internal length of the Asset (if not circular)","Metres"]
["Chamber","Septic Tank","Lid Class","Weight Classification Category designated for the required trafficking on the Asset",null,"A_CLSLID"]
["Chamber","Septic Tank","Lid Diameter (mm)","External diameter of the Asset (if not rectangular)","Millimetres"]
["Chamber","Septic Tank","Lid Fixing","Fixing mechanism used to secure the Asset",null,"A_FIXLID"]
["Chamber","Septic Tank","Lid Length (mm)","External length of the Asset (if not circular)","Millimetres"]
["Chamber","Septic Tank","Lid Material","Material used to manufacture the Asset",null,"A_MTLLID"]
["Chamber","Septic Tank","Lid RL (m)","Level of the centre of the top of the Asset (in terms of a R.L)","Metres"]
["Chamber","Septic Tank","Lid Security","Security measures to prevent accessibility into the Asset",null,"A_SCRLID"]
["Chamber","Septic Tank","Lid Shape","Physical shape of the Asset",null,"A_SHPLID"]
["Chamber","Septic Tank","Lid Type","Asset category type",null,"A_TYPLID"]
["Chamber","Septic Tank","Lid Width (mm)","External width of the Asset (if not circular)","Millimetres"]
["Chamber","Septic Tank","Manufacturer","Name of the manufacturer"]
["Chamber","Septic Tank","Material","Material used to manufacture the Asset",null,"A_MTLTNK"]
["Chamber","Septic Tank","Model","Name of the manufacturer model"]
["Chamber","Septic Tank","Volume (m3)","Capacity of the Asset when at full Volume","Cubic metres"]
["Chamber","Septic Tank","Width (m)","Internal Width Of The Asset (if not circular) ","Metres"]
["Chamber","Splitter Chamber","Base RL (m)","Level on the internal base floor of the Asset (in terms of a R.L)","Metres"]
["Chamber","Splitter Chamber","Chamber Shape","Preformed shape of the Asset",null,"A_SHPCMB"]
["Chamber","Splitter Chamber","Construction Method","Construction method used to form the Asset",null,"A_MTHSTR"]
["Chamber","Splitter Chamber","Depth (m)","Internal distance between the lid level of the Chamber and the base","Metres"]
["Chamber","Splitter Chamber","Diameter (m)","Internal Diameter of the Asset (if not rectangular)","Metres"]
["Chamber","Splitter Chamber","Length (m)","Internal length of the Asset (if not circular)","Metres"]
["Chamber","Splitter Chamber","Lid Class","Weight Classification Category designated for the required trafficking on the Asset",null,"A_CLSLID"]
["Chamber","Splitter Chamber","Lid Diameter (mm)","External diameter of the Asset (if not rectangular)","Millimetres"]
["Chamber","Splitter Chamber","Lid Fixing","Fixing mechanism used to secure the Asset",null,"A_FIXLID"]
["Chamber","Splitter Chamber","Lid Length (mm)","External length of the Asset (if not circular)","Millimetres"]
["Chamber","Splitter Chamber","Lid Material","Material used to manufacture the Asset",null,"A_MTLLID"]
["Chamber","Splitter Chamber","Lid RL (m)","Level of the centre of the top of the Asset (in terms of a R.L)","Metres"]
["Chamber","Splitter Chamber","Lid Security","Security measures to prevent accessibility into the Asset",null,"A_SCRLID"]
["Chamber","Splitter Chamber","Lid Shape","Physical shape of the Asset",null,"A_SHPLID"]
["Chamber","Splitter Chamber","Lid Type","Asset category type",null,"A_TYPLID"]
["Chamber","Splitter Chamber","Lid Width (mm)","External width of the Asset (if not circular)","Millimetres"]
["Chamber","Splitter Chamber","Manufacturer","Name of the manufacturer"]
["Chamber","Splitter Chamber","Material","Material used to manufacture the Asset",null,"A_MTLTNK"]
["Chamber","Splitter Chamber","Model","Name of the manufacturer model"]
["Chamber","Splitter Chamber","Width (m)","Internal Width Of The Asset (if not circular) ","Metres"]
["Chamber","Sump","Base RL (m)","Level on the internal base floor of the Asset (in terms of a R.L)","Metres"]
["Chamber","Sump","Chamber Shape","Preformed shape of the Asset",null,"A_SHPCMB"]
["Chamber","Sump","Construction Method","Construction method used to form the Asset",null,"A_MTHSTR"]
["Chamber","Sump","Depth (m)","Internal distance between the lid level of the Chamber and the base","Metres"]
["Chamber","Sump","Diameter (m)","Internal Diameter of the Asset (if not rectangular)","Metres"]
["Chamber","Sump","Length (m)","Internal length of the Asset (if not circular)","Metres"]
["Chamber","Sump","Lid Class","Weight Classification Category designated for the required trafficking on the Asset",null,"A_CLSLID"]
["Chamber","Sump","Lid Diameter (mm)","External diameter of the Asset (if not rectangular)","Millimetres"]
["Chamber","Sump","Lid Fixing","Fixing mechanism used to secure the Asset",null,"A_FIXLID"]
["Chamber","Sump","Lid Length (mm)","External length of the Asset (if not circular)","Millimetres"]
["Chamber","Sump","Lid Material","Material used to manufacture the Asset",null,"A_MTLLID"]
["Chamber","Sump","Lid RL (m)","Level of the centre of the top of the Asset (in terms of a R.L)","Metres"]
["Chamber","Sump","Lid Security","Security measures to prevent accessibility into the Asset",null,"A_SCRLID"]
["Chamber","Sump","Lid Shape","Physical shape of the Asset",null,"A_SHPLID"]
["Chamber","Sump","Lid Type","Asset category type",null,"A_TYPLID"]
["Chamber","Sump","Lid Width (mm)","External width of the Asset (if not circular)","Millimetres"]
["Chamber","Sump","Manufacturer","Name of the manufacturer"]
["Chamber","Sump","Material","Material used to manufacture the Asset",null,"A_MTLTNK"]
["Chamber","Sump","Model","Name of the manufacturer model"]
["Chamber","Sump","Sump Filter Count",null,"Count"]
["Chamber","Sump","Sump Filter Model"]
["Chamber","Sump","Sump Filter Type",null,null,"A_TYPSMF"]
["Chamber","Sump","Sump Type","Sump inlet type: Single, Double, Corner etc",null,"A_TYPSMP"]
["Chamber","Sump","Width (m)","Internal Width Of The Asset (if not circular) ","Metres"]
["Chamber","Surge Chamber","Base RL (m)","Level on the internal base floor of the Asset (in terms of a R.L)","Metres"]
["Chamber","Surge Chamber","Chamber Shape","Preformed shape of the Asset",null,"A_SHPCMB"]
["Chamber","Surge Chamber","Construction Method","Construction method used to form the Asset",null,"A_MTHSTR"]
["Chamber","Surge Chamber","Depth (m)","Internal distance between the lid level of the Chamber and the base","Metres"]
["Chamber","Surge Chamber","Diameter (m)","Internal Diameter of the Asset (if not rectangular)","Metres"]
["Chamber","Surge Chamber","Length (m)","Internal length of the Asset (if not circular)","Metres"]
["Chamber","Surge Chamber","Lid Class","Weight Classification Category designated for the required trafficking on the Asset",null,"A_CLSLID"]
["Chamber","Surge Chamber","Lid Diameter (mm)","External diameter of the Asset (if not rectangular)","Millimetres"]
["Chamber","Surge Chamber","Lid Fixing","Fixing mechanism used to secure the Asset",null,"A_FIXLID"]
["Chamber","Surge Chamber","Lid Length (mm)","External length of the Asset (if not circular)","Millimetres"]
["Chamber","Surge Chamber","Lid Material","Material used to manufacture the Asset",null,"A_MTLLID"]
["Chamber","Surge Chamber","Lid RL (m)","Level of the centre of the top of the Asset (in terms of a R.L)","Metres"]
["Chamber","Surge Chamber","Lid Security","Security measures to prevent accessibility into the Asset",null,"A_SCRLID"]
["Chamber","Surge Chamber","Lid Shape","Physical shape of the Asset",null,"A_SHPLID"]
["Chamber","Surge Chamber","Lid Type","Asset category type",null,"A_TYPLID"]
["Chamber","Surge Chamber","Lid Width (mm)","External width of the Asset (if not circular)","Millimetres"]
["Chamber","Surge Chamber","Manufacturer","Name of the manufacturer"]
["Chamber","Surge Chamber","Material","Material used to manufacture the Asset",null,"A_MTLTNK"]
["Chamber","Surge Chamber","Model","Name of the manufacturer model"]
["Chamber","Surge Chamber","Width (m)","Internal Width Of The Asset (if not circular) ","Metres"]
["Chamber","Wet Well","Base RL (m)","Level on the internal base floor of the Asset (in terms of a R.L)","Metres"]
["Chamber","Wet Well","Chamber Shape","Preformed shape of the Asset",null,"A_SHPCMB"]
["Chamber","Wet Well","Construction Method","Construction method used to form the Asset",null,"A_MTHSTR"]
["Chamber","Wet Well","Depth (m)","Internal distance between the lid level of the Chamber and the base","Metres"]
["Chamber","Wet Well","Diameter (m)","Internal Diameter of the Asset (if not rectangular)","Metres"]
["Chamber","Wet Well","Length (m)","Internal length of the Asset (if not circular)","Metres"]
["Chamber","Wet Well","Lid Class","Weight Classification Category designated for the required trafficking on the Asset",null,"A_CLSLID"]
["Chamber","Wet Well","Lid Diameter (mm)","External diameter of the Asset (if not rectangular)","Millimetres"]
["Chamber","Wet Well","Lid Fixing","Fixing mechanism used to secure the Asset",null,"A_FIXLID"]
["Chamber","Wet Well","Lid Length (mm)","External length of the Asset (if not circular)","Millimetres"]
["Chamber","Wet Well","Lid Material","Material used to manufacture the Asset",null,"A_MTLLID"]
["Chamber","Wet Well","Lid RL (m)","Level of the centre of the top of the Asset (in terms of a R.L)","Metres"]
["Chamber","Wet Well","Lid Security","Security measures to prevent accessibility into the Asset",null,"A_SCRLID"]
["Chamber","Wet Well","Lid Shape","Physical shape of the Asset",null,"A_SHPLID"]
["Chamber","Wet Well","Lid Type","Asset category type",null,"A_TYPLID"]
["Chamber","Wet Well","Lid Width (mm)","External width of the Asset (if not circular)","Millimetres"]
["Chamber","Wet Well","Manufacturer","Name of the manufacturer"]
["Chamber","Wet Well","Material","Material used to manufacture the Asset",null,"A_MTLTNK"]
["Chamber","Wet Well","Model","Name of the manufacturer model"]
["Chamber","Wet Well","Pump Slot Count","Total number of Pumps Slots available to install Pumps","Count"]
["Chamber","Wet Well","Volume (m3)","Capacity of the Asset when at full Volume","Cubic metres"]
["Chamber","Wet Well","Width (m)","Internal Width Of The Asset (if not circular) ","Metres"]
["Channel","Network Drain","Base Flow","Refers to the  type of natural base subsurface flow of the Asset  (e.g. none, perennial or ephemeral)",null,"A_STTCNL"]
["Channel","Network Drain","Base Width (m)","Lineal measurement between the Bottom Width of both banks (Use the average value where the width varies)","Metres"]
["Channel","Network Drain","Channel Form","Is it man-made or is it of natural form",null,"A_MTLCNL"]
["Channel","Network Drain","Depth (m)","Vertical distance between the Top Wall to the Base (Use the average value where the width varies)","Metres"]
["Channel","Network Drain","Length (m)","Total lineal surface length of the Assset","Metres"]
["Channel","Network Drain","Lining Material","Material used for the Lining Profile to line the internal sides of the walls",null,"A_MTLLIN"]
["Channel","Network Drain","Lining Profile","Category of Lining Profile on the internal sides of the walls",null,"A_SHPCNL"]
["Channel","Network Drain","Top Width (m)","Lineal measurement between the Top Width of both banks (Use the average value where the width varies)","Metres"]
["Channel","Process Channel","Base Width (m)","Lineal measurement between the Bottom Width of both banks (Use the average value where the width varies)","Metres"]
["Channel","Process Channel","Depth (m)","Vertical distance between the Top Wall to the Base (Use the average value where the width varies)","Metres"]
["Channel","Process Channel","Length (m)","Total lineal surface length of the Assset","Metres"]
["Channel","Process Channel","Lining Material","Material used for the Lining Profile to line the internal sides of the walls",null,"A_MTLLIN"]
["Channel","Process Channel","Lining Profile","Category of Lining Profile on the internal sides of the walls",null,"A_SHPCNL"]
["Channel","Process Channel","Top Width (m)","Lineal measurement between the Top Width of both banks (Use the average value where the width varies)","Metres"]
["Channel","Receiving Waterway","Base Flow","Refers to the  type of natural base subsurface flow of the Asset  (e.g. none, perennial or ephemeral)",null,"A_STTCNL"]
["Channel","Receiving Waterway","Base Width (m)","Lineal measurement between the Bottom Width of both banks (Use the average value where the width varies)","Metres"]
["Channel","Receiving Waterway","Channel Form","Is it man-made or is it of natural form",null,"A_MTLCNL"]
["Channel","Receiving Waterway","Depth (m)","Vertical distance between the Top Wall to the Base (Use the average value where the width varies)","Metres"]
["Channel","Receiving Waterway","Length (m)","Total lineal surface length of the Assset","Metres"]
["Channel","Receiving Waterway","Lining Material","Material used for the Lining Profile to line the internal sides of the walls",null,"A_MTLLIN"]
["Channel","Receiving Waterway","Lining Profile","Category of Lining Profile on the internal sides of the walls",null,"A_SHPCNL"]
["Channel","Receiving Waterway","Top Width (m)","Lineal measurement between the Top Width of both banks (Use the average value where the width varies)","Metres"]
["Channel","Water Race","Base Width (m)","Lineal measurement between the Bottom Width of both banks (Use the average value where the width varies)","Metres"]
["Channel","Water Race","Depth (m)","Vertical distance between the Top Wall to the Base (Use the average value where the width varies)","Metres"]
["Channel","Water Race","Length (m)","Total lineal surface length of the Assset","Metres"]
["Channel","Water Race","Lining Material","Material used for the Lining Profile to line the internal sides of the walls",null,"A_MTLLIN"]
["Channel","Water Race","Lining Profile","Category of Lining Profile on the internal sides of the walls",null,"A_SHPCNL"]
["Channel","Water Race","Top Width (m)","Lineal measurement between the Top Width of both banks (Use the average value where the width varies)","Metres"]
["Control","Human Machine Interface","Input Voltage (V)","The rated Supply Voltage","Volts","A_CLSVLT"]
["Control","Human Machine Interface","Manufacturer","Name of the manufacturer"]
["Control","Human Machine Interface","Model","Name of the manufacturer model"]
["Control","Human Machine Interface","Operating System","Operating System used to control the device"]
["Control","Human Machine Interface","Serial Number","Identification code supplied by the manufacturer"]
["Control","Human Machine Interface","Warranty Expiry Date","Expiry date of the warranty period"]
["Control","Programmable Logic Controller","Input Voltage (V)","The rated Supply Voltage","Volts","A_CLSVLT"]
["Control","Programmable Logic Controller","Manufacturer","Name of the manufacturer"]
["Control","Programmable Logic Controller","Model","Name of the manufacturer model"]
["Control","Programmable Logic Controller","Serial Number","Identification code supplied by the manufacturer"]
["Control","Programmable Logic Controller","Warranty Expiry Date","Expiry date of the warranty period"]
["Control","Radio","Input Voltage (V)","The rated Supply Voltage","Volts","A_CLSVLT"]
["Control","Radio","Manufacturer","Name of the manufacturer"]
["Control","Radio","Model","Name of the manufacturer model"]
["Control","Radio","Serial Number","Identification code supplied by the manufacturer"]
["Control","Radio","Warranty Expiry Date","Expiry date of the warranty period"]
["Control","Remote Terminal Unit","Input Voltage (V)","The rated Supply Voltage","Volts","A_CLSVLT"]
["Control","Remote Terminal Unit","Manufacturer","Name of the manufacturer"]
["Control","Remote Terminal Unit","Model","Name of the manufacturer model"]
["Control","Remote Terminal Unit","Serial Number","Identification code supplied by the manufacturer"]
["Control","Remote Terminal Unit","Warranty Expiry Date","Expiry date of the warranty period"]
["Electrical","Air Conditioning","Current Rating (A)","Maximum Operating Current at full power","Amperes"]
["Electrical","Air Conditioning","Input Voltage (V)","The rated Supply Voltage",null,"A_CLSVLT"]
["Electrical","Air Conditioning","Locality","Physical location in terms of its environmental conditions",null,"A_POSVRS"]
["Electrical","Air Conditioning","Manufacturer","Name of the manufacturer"]
["Electrical","Air Conditioning","Model","Name of the manufacturer model"]
["Electrical","Air Conditioning","Power Rating (kW)","The highest input power the Asset is rated for","Kilowatts"]
["Electrical","Air Conditioning","Serial Number","Identification code supplied by the manufacturer"]
["Electrical","Air Conditioning","Warranty Expiry Date","Expiry date of the warranty period"]
["Electrical","Control Cabinet","Current Rating (A)","Maximum Operating Current at full power","Amperes"]
["Electrical","Control Cabinet","Input Voltage (V)","The rated Supply Voltage",null,"A_CLSVLT"]
["Electrical","Control Cabinet","Locality","Physical location in terms of its environmental conditions",null,"A_POSVRS"]
["Electrical","Control Cabinet","Manufacturer","Name of the manufacturer"]
["Electrical","Control Cabinet","Model","Name of the manufacturer model"]
["Electrical","Control Cabinet","Output Voltage (V)","The nominal Output Voltage",null,"A_CLSVL2"]
["Electrical","Control Cabinet","Power Rating (kW)","The highest input power the Asset is rated for","Kilowatts"]
["Electrical","Control Cabinet","Serial Number","Identification code supplied by the manufacturer"]
["Electrical","Control Cabinet","Warranty Expiry Date","Expiry date of the warranty period"]
["Electrical","Control Panel","Current Rating (A)","Maximum Operating Current at full power","Amperes"]
["Electrical","Control Panel","Input Voltage (V)","The rated Supply Voltage",null,"A_CLSVLT"]
["Electrical","Control Panel","Isolation Rating (V)","Voltage at which the Asset can safely withstand with respect to operator safety","Volts"]
["Electrical","Control Panel","Locality","Physical location in terms of its environmental conditions",null,"A_POSVRS"]
["Electrical","Control Panel","Manufacturer","Name of the manufacturer"]
["Electrical","Control Panel","Model","Name of the manufacturer model"]
["Electrical","Control Panel","Power Rating (kW)","The highest input power the Asset is rated for","Kilowatts"]
["Electrical","Control Panel","Serial Number","Identification code supplied by the manufacturer"]
["Electrical","Control Panel","Warranty Expiry Date","Expiry date of the warranty period"]
["Electrical","Generator","Current Rating (A)","Maximum Operating Current at full power","Amperes"]
["Electrical","Generator","Locality","Physical location in terms of its environmental conditions",null,"A_POSVRS"]
["Electrical","Generator","Manufacturer","Name of the manufacturer"]
["Electrical","Generator","Model","Name of the manufacturer model"]
["Electrical","Generator","Monitoring Type","For monitoring, recording and reporting of data",null,"A_MTHMNT"]
["Electrical","Generator","Output Rating (kV-A)","The highest output power the Asset is rated for","kVA"]
["Electrical","Generator","Output Voltage (V)","The nominal Output Voltage",null,"A_CLSVL2"]
["Electrical","Generator","Power Rating (kW)","The highest input power the Asset is rated for","Kilowatts"]
["Electrical","Generator","Serial Number","Identification code supplied by the manufacturer"]
["Electrical","Generator","Warranty Expiry Date","Expiry date of the warranty period"]
["Electrical","Generator Inlet","Current Rating (A)","Maximum Operating Current at full power","Amperes"]
["Electrical","Generator Inlet","Locality","Physical location in terms of its environmental conditions",null,"A_POSVRS"]
["Electrical","Generator Inlet","Manufacturer","Name of the manufacturer"]
["Electrical","Generator Inlet","Model","Name of the manufacturer model"]
["Electrical","Generator Inlet","Power Rating (kW)","The highest input power the Asset is rated for","Kilowatts"]
["Electrical","Generator Inlet","Serial Number","Identification code supplied by the manufacturer"]
["Electrical","Generator Inlet","Warranty Expiry Date","Expiry date of the warranty period"]
["Electrical","Power Cable","Cable Length (m)","Total length of Cable between device and termination point","Metres"]
["Electrical","Power Cable","Cable Locality","Physical location in terms of its space occupancy",null,"A_POSCBL"]
["Electrical","Power Cable","Cable Type","Cable makeup and composition",null,"A_TYPCBL"]
["Electrical","Power Cable","Current Rating (A)","Maximum Operating Current at full power","Amperes"]
["Electrical","Power Cable","Locality","Physical location in terms of its environmental conditions",null,"A_POSVRS"]
["Electrical","Power Cable","Manufacturer","Name of the manufacturer"]
["Electrical","Power Cable","Model","Name of the manufacturer model"]
["Electrical","Power Cable","Power Rating (kW)","The highest input power the Asset is rated for","Kilowatts"]
["Electrical","Power Cable","Serial Number","Identification code supplied by the manufacturer"]
["Electrical","Pump Junction Box","Current Rating (A)","Maximum Operating Current at full power","Amperes"]
["Electrical","Pump Junction Box","Locality","Physical location in terms of its environmental conditions",null,"A_POSVRS"]
["Electrical","Pump Junction Box","Manufacturer","Name of the manufacturer"]
["Electrical","Pump Junction Box","Model","Name of the manufacturer model"]
["Electrical","Pump Junction Box","Power Rating (kW)","The highest input power the Asset is rated for","Kilowatts"]
["Electrical","Pump Junction Box","Serial Number","Identification code supplied by the manufacturer"]
["Electrical","Pump Junction Box","Warranty Expiry Date","Expiry date of the warranty period"]
["Electrical","Signal Cable","Cable Length (m)","Total length of Cable between device and termination point","Metres"]
["Electrical","Signal Cable","Cable Locality","Physical location in terms of its space occupancy",null,"A_POSCBL"]
["Electrical","Signal Cable","Cable Type","Cable makeup and composition",null,"A_TYPCBL"]
["Electrical","Signal Cable","Current Rating (A)","Maximum Operating Current at full power","Amperes"]
["Electrical","Signal Cable","Locality","Physical location in terms of its environmental conditions",null,"A_POSVRS"]
["Electrical","Signal Cable","Manufacturer","Name of the manufacturer"]
["Electrical","Signal Cable","Model","Name of the manufacturer model"]
["Electrical","Signal Cable","Power Rating (kW)","The highest input power the Asset is rated for","Kilowatts"]
["Electrical","Signal Cable","Serial Number","Identification code supplied by the manufacturer"]
["Electrical","Soft Starter","Current Rating (A)","Maximum Operating Current at full power","Amperes"]
["Electrical","Soft Starter","Input Voltage (V)","The rated Supply Voltage",null,"A_CLSVLT"]
["Electrical","Soft Starter","Locality","Physical location in terms of its environmental conditions",null,"A_POSVRS"]
["Electrical","Soft Starter","Manufacturer","Name of the manufacturer"]
["Electrical","Soft Starter","Model","Name of the manufacturer model"]
["Electrical","Soft Starter","Monitoring Type","For monitoring, recording and reporting of data",null,"A_MTHMNT"]
["Electrical","Soft Starter","Output Voltage (V)","The nominal Output Voltage",null,"A_CLSVL2"]
["Electrical","Soft Starter","Power Rating (kW)","The highest input power the Asset is rated for","Kilowatts"]
["Electrical","Soft Starter","Serial Number","Identification code supplied by the manufacturer"]
["Electrical","Soft Starter","Warranty Expiry Date","Expiry date of the warranty period"]
["Electrical","Switchboard","Current Rating (A)","Maximum Operating Current at full power","Amperes"]
["Electrical","Switchboard","Isolation Rating (V)","Voltage at which the Asset can safely withstand with respect to operator safety","Volts"]
["Electrical","Switchboard","Locality","Physical location in terms of its environmental conditions",null,"A_POSVRS"]
["Electrical","Switchboard","Manufacturer","Name of the manufacturer"]
["Electrical","Switchboard","Model","Name of the manufacturer model"]
["Electrical","Switchboard","Power Rating (kW)","The highest input power the Asset is rated for","Kilowatts"]
["Electrical","Switchboard","Serial Number","Identification code supplied by the manufacturer"]
["Electrical","Switchboard","Warranty Expiry Date","Expiry date of the warranty period"]
["Electrical","Transformer","Current Rating (A)","Maximum Operating Current at full power","Amperes"]
["Electrical","Transformer","Input Voltage (V)","The rated Supply Voltage",null,"A_CLSVLT"]
["Electrical","Transformer","Isolation Rating (V)","Voltage at which the Asset can safely withstand with respect to operator safety","Volts"]
["Electrical","Transformer","Locality","Physical location in terms of its environmental conditions",null,"A_POSVRS"]
["Electrical","Transformer","Manufacturer","Name of the manufacturer"]
["Electrical","Transformer","Model","Name of the manufacturer model"]
["Electrical","Transformer","Output Rating (kV-A)","The highest output power the Asset is rated for","kVA"]
["Electrical","Transformer","Output Voltage (V)","The nominal Output Voltage",null,"A_CLSVL2"]
["Electrical","Transformer","Power Rating (kW)","The highest input power the Asset is rated for","Kilowatts"]
["Electrical","Transformer","Serial Number","Identification code supplied by the manufacturer"]
["Electrical","Transformer","Warranty Expiry Date","Expiry date of the warranty period"]
["Electrical","Treatment Room Heater","Current Rating (A)","Maximum Operating Current at full power","Amperes"]
["Electrical","Treatment Room Heater","Input Voltage (V)","The rated Supply Voltage",null,"A_CLSVLT"]
["Electrical","Treatment Room Heater","Locality","Physical location in terms of its environmental conditions",null,"A_POSVRS"]
["Electrical","Treatment Room Heater","Manufacturer","Name of the manufacturer"]
["Electrical","Treatment Room Heater","Model","Name of the manufacturer model"]
["Electrical","Treatment Room Heater","Power Rating (kW)","The highest input power the Asset is rated for","Kilowatts"]
["Electrical","Treatment Room Heater","Serial Number","Identification code supplied by the manufacturer"]
["Electrical","Treatment Room Heater","Warranty Expiry Date","Expiry date of the warranty period"]
["Electrical","UPS and Batteries","Battery Size (A-hr)","Total storage capacity","Ampere hours"]
["Electrical","UPS and Batteries","Current Rating (A)","Maximum Operating Current at full power","Amperes"]
["Electrical","UPS and Batteries","Input Voltage (V)","The rated Supply Voltage",null,"A_CLSVLT"]
["Electrical","UPS and Batteries","Locality","Physical location in terms of its environmental conditions",null,"A_POSVRS"]
["Electrical","UPS and Batteries","Manufacturer","Name of the manufacturer"]
["Electrical","UPS and Batteries","Model","Name of the manufacturer model"]
["Electrical","UPS and Batteries","Monitoring Type","For monitoring, recording and reporting of data",null,"A_MTHMNT"]
["Electrical","UPS and Batteries","Output Voltage (V)","The nominal Output Voltage",null,"A_CLSVL2"]
["Electrical","UPS and Batteries","Power Rating (kW)","The highest input power the Asset is rated for","Kilowatts"]
["Electrical","UPS and Batteries","Serial Number","Identification code supplied by the manufacturer"]
["Electrical","UPS and Batteries","Warranty Expiry Date","Expiry date of the warranty period"]
["Electrical","Ultraviolet Disinfection Unit","Cable Length (m)","Total length of Cable between device and termination point","Metres"]
["Electrical","Ultraviolet Disinfection Unit","Current Rating (A)","Maximum Operating Current at full power","Amperes"]
["Electrical","Ultraviolet Disinfection Unit","Input Voltage (V)","The rated Supply Voltage",null,"A_CLSVLT"]
["Electrical","Ultraviolet Disinfection Unit","Locality","Physical location in terms of its environmental conditions",null,"A_POSVRS"]
["Electrical","Ultraviolet Disinfection Unit","Manufacturer","Name of the manufacturer"]
["Electrical","Ultraviolet Disinfection Unit","Model","Name of the manufacturer model"]
["Electrical","Ultraviolet Disinfection Unit","Monitoring Type","For monitoring, recording and reporting of data",null,"A_MTHMNT"]
["Electrical","Ultraviolet Disinfection Unit","Power Rating (kW)","The highest input power the Asset is rated for","Kilowatts"]
["Electrical","Ultraviolet Disinfection Unit","Rated Flow (L/min)","Volume of water passing through the UV System","Litres per minute"]
["Electrical","Ultraviolet Disinfection Unit","Serial Number","Identification code supplied by the manufacturer"]
["Electrical","Ultraviolet Disinfection Unit","UV Lamp Count","Total quantity of UV Lamps in the UVB Unit","Count"]
["Electrical","Ultraviolet Disinfection Unit","UVT Rating","Measure of the lowest UV transmittance of water for which the system is rated, at its rated flow \n(eg. Unit rating may be 40 L/s @ UVT of 90%)"]
["Electrical","Ultraviolet Disinfection Unit","Warranty Expiry Date","Expiry date of the warranty period"]
["Electrical","Variable Speed Drive","Current Rating (A)","Maximum Operating Current at full power","Amperes"]
["Electrical","Variable Speed Drive","Input Voltage (V)","The rated Supply Voltage",null,"A_CLSVLT"]
["Electrical","Variable Speed Drive","Locality","Physical location in terms of its environmental conditions",null,"A_POSVRS"]
["Electrical","Variable Speed Drive","Manufacturer","Name of the manufacturer"]
["Electrical","Variable Speed Drive","Model","Name of the manufacturer model"]
["Electrical","Variable Speed Drive","Monitoring Type","For monitoring, recording and reporting of data",null,"A_MTHMNT"]
["Electrical","Variable Speed Drive","Output Voltage (V)","The nominal Output Voltage",null,"A_CLSVL2"]
["Electrical","Variable Speed Drive","Power Rating (kW)","The highest input power the Asset is rated for","Kilowatts"]
["Electrical","Variable Speed Drive","Serial Number","Identification code supplied by the manufacturer"]
["Electrical","Variable Speed Drive","Warranty Expiry Date","Expiry date of the warranty period"]
["Electrical","Ventilation Fan","Current Rating (A)","Maximum Operating Current at full power","Amperes"]
["Electrical","Ventilation Fan","Input Voltage (V)","The rated Supply Voltage",null,"A_CLSVLT"]
["Electrical","Ventilation Fan","Locality","Physical location in terms of its environmental conditions",null,"A_POSVRS"]
["Electrical","Ventilation Fan","Manufacturer","Name of the manufacturer"]
["Electrical","Ventilation Fan","Model","Name of the manufacturer model"]
["Electrical","Ventilation Fan","Output Rating (kV-A)","The highest output power the Asset is rated for","kVA"]
["Electrical","Ventilation Fan","Power Rating (kW)","The highest input power the Asset is rated for","Kilowatts"]
["Electrical","Ventilation Fan","Serial Number","Identification code supplied by the manufacturer"]
["Electrical","Ventilation Fan","Warranty Expiry Date","Expiry date of the warranty period"]
["Filter","Cartridge Filter","Depth (mm)","Average depth of the Filtration System","Millimetres"]
["Filter","Cartridge Filter","Diameter (mm)","Diameter of the Filter System","Millimetres"]
["Filter","Cartridge Filter","Filter Count","Total number of filtration units in system","Count"]
["Filter","Cartridge Filter","Filter Media","Material used within the Filtration System",null,"A_MTLFLM"]
["Filter","Cartridge Filter","Length (mm)","Length of the Filtration System (If not circular)","Millimetres"]
["Filter","Cartridge Filter","Manufacturer","Name of the manufacturer"]
["Filter","Cartridge Filter","Model","Name of the manufacturer model"]
["Filter","Cartridge Filter","Serial Number","Identification code supplied by the manufacturer"]
["Filter","Cartridge Filter","Width (mm)","Width of the Filtration System (If not circular)","Millimetres"]
["Filter","Effluent Disposal Field","Depth (mm)","Average depth of the Filtration System","Millimetres"]
["Filter","Effluent Disposal Field","Filter Media","Material used within the Filtration System",null,"A_MTLFLM"]
["Filter","Effluent Disposal Field","Infiltration (L/min)","Rate of Infiltration through the Media","Litres per minute"]
["Filter","Effluent Disposal Field","Length (mm)","Length of the Filtration System (If not circular)","Millimetres"]
["Filter","Effluent Disposal Field","Lining Material","Media used for Filteration prevention",null,"A_MTLFLL"]
["Filter","Effluent Disposal Field","Surface Area (m2)","Surface Area of the Filtration System","Square metres"]
["Filter","Effluent Disposal Field","Width (mm)","Width of the Filtration System (If not circular)","Millimetres"]
["Filter","Gross Pollutant Trap","Depth (mm)","Average depth of the Filtration System","Millimetres"]
["Filter","Gross Pollutant Trap","Diameter (mm)","Diameter of the Filter System","Millimetres"]
["Filter","Gross Pollutant Trap","Filter Media","Material used within the Filtration System",null,"A_MTLFLM"]
["Filter","Gross Pollutant Trap","Length (mm)","Length of the Filtration System (If not circular)","Millimetres"]
["Filter","Gross Pollutant Trap","Lining Material","Media used for Filteration prevention",null,"A_MTLFLL"]
["Filter","Gross Pollutant Trap","Manufacturer","Name of the manufacturer"]
["Filter","Gross Pollutant Trap","Model","Name of the manufacturer model"]
["Filter","Gross Pollutant Trap","Serial Number","Identification code supplied by the manufacturer"]
["Filter","Gross Pollutant Trap","Width (mm)","Width of the Filtration System (If not circular)","Millimetres"]
["Filter","Infiltration Trench","Depth (mm)","Average depth of the Filtration System","Millimetres"]
["Filter","Infiltration Trench","Filter Media","Material used within the Filtration System",null,"A_MTLFLM"]
["Filter","Infiltration Trench","Infiltration (L/min)","Rate of Infiltration through the Media","Litres per minute"]
["Filter","Infiltration Trench","Length (mm)","Length of the Filtration System (If not circular)","Millimetres"]
["Filter","Infiltration Trench","Lining Material","Media used for Filteration prevention",null,"A_MTLFLL"]
["Filter","Infiltration Trench","Width (mm)","Width of the Filtration System (If not circular)","Millimetres"]
["Filter","Inline Strainer","Diameter (mm)","Diameter of the Filter System","Millimetres"]
["Filter","Inline Strainer","Filter Media","Material used within the Filtration System",null,"A_MTLFLM"]
["Filter","Inline Strainer","Length (mm)","Length of the Filtration System (If not circular)","Millimetres"]
["Filter","Inline Strainer","Manufacturer","Name of the manufacturer"]
["Filter","Inline Strainer","Model","Name of the manufacturer model"]
["Filter","Inline Strainer","Width (mm)","Width of the Filtration System (If not circular)","Millimetres"]
["Filter","Modular Soakage Chamber","Depth (mm)","Average depth of the Filtration System","Millimetres"]
["Filter","Modular Soakage Chamber","Filter Count","Total number of filtration units in system","Count"]
["Filter","Modular Soakage Chamber","Filter Media","Material used within the Filtration System",null,"A_MTLFLM"]
["Filter","Modular Soakage Chamber","Infiltration (L/min)","Rate of Infiltration through the Media","Litres per minute"]
["Filter","Modular Soakage Chamber","Length (mm)","Length of the Filtration System (If not circular)","Millimetres"]
["Filter","Modular Soakage Chamber","Lining Material","Media used for Filteration prevention",null,"A_MTLFLL"]
["Filter","Modular Soakage Chamber","Manufacturer","Name of the manufacturer"]
["Filter","Modular Soakage Chamber","Model","Name of the manufacturer model"]
["Filter","Modular Soakage Chamber","Width (mm)","Width of the Filtration System (If not circular)","Millimetres"]
["Filter","Sand Filter","Depth (mm)","Average depth of the Filtration System","Millimetres"]
["Filter","Sand Filter","Diameter (mm)","Diameter of the Filter System","Millimetres"]
["Filter","Sand Filter","Filter Media","Material used within the Filtration System",null,"A_MTLFLM"]
["Filter","Sand Filter","Infiltration (L/min)","Rate of Infiltration through the Media","Litres per minute"]
["Filter","Sand Filter","Length (mm)","Length of the Filtration System (If not circular)","Millimetres"]
["Filter","Sand Filter","Lining Material","Media used for Filteration prevention",null,"A_MTLFLL"]
["Filter","Sand Filter","Manufacturer","Name of the manufacturer"]
["Filter","Sand Filter","Model","Name of the manufacturer model"]
["Filter","Sand Filter","Serial Number","Identification code supplied by the manufacturer"]
["Filter","Sand Filter","Surface Area (m2)","Surface Area of the Filtration System","Square metres"]
["Filter","Sand Filter","Volume (m3)","Total Volume of the Filtration System","Cubic metres"]
["Filter","Sand Filter","Width (mm)","Width of the Filtration System (If not circular)","Millimetres"]
["Filter","Soakpit","Depth (mm)","Average depth of the Filtration System","Millimetres"]
["Filter","Soakpit","Diameter (mm)","Diameter of the Filter System","Millimetres"]
["Filter","Soakpit","Filter Media","Material used within the Filtration System",null,"A_MTLFLM"]
["Filter","Soakpit","Infiltration (L/min)","Rate of Infiltration through the Media","Litres per minute"]
["Filter","Soakpit","Length (mm)","Length of the Filtration System (If not circular)","Millimetres"]
["Filter","Soakpit","Lining Material","Media used for Filteration prevention",null,"A_MTLFLL"]
["Filter","Soakpit","Surface Area (m2)","Surface Area of the Filtration System","Square metres"]
["Filter","Soakpit","Width (mm)","Width of the Filtration System (If not circular)","Millimetres"]
["Filter","Treatment Filter","Depth (mm)","Average depth of the Filtration System","Millimetres"]
["Filter","Treatment Filter","Diameter (mm)","Diameter of the Filter System","Millimetres"]
["Filter","Treatment Filter","Filter Media","Material used within the Filtration System",null,"A_MTLFLM"]
["Filter","Treatment Filter","Infiltration (L/min)","Rate of Infiltration through the Media","Litres per minute"]
["Filter","Treatment Filter","Length (mm)","Length of the Filtration System (If not circular)","Millimetres"]
["Filter","Treatment Filter","Lining Material","Media used for Filteration prevention",null,"A_MTLFLL"]
["Filter","Treatment Filter","Manufacturer","Name of the manufacturer"]
["Filter","Treatment Filter","Model","Name of the manufacturer model"]
["Filter","Treatment Filter","Serial Number","Identification code supplied by the manufacturer"]
["Filter","Treatment Filter","Surface Area (m2)","Surface Area of the Filtration System","Square metres"]
["Filter","Treatment Filter","Width (mm)","Width of the Filtration System (If not circular)","Millimetres"]
["Instrument","Chlorine Analyser","Calibration Agent"]
["Instrument","Chlorine Analyser","Calibration Exp Date"]
["Instrument","Chlorine Analyser","Calibration Number"]
["Instrument","Chlorine Analyser","Comms Protocol","Communications method used for sending and receiving data",null,"A_TYPCOM"]
["Instrument","Chlorine Analyser","Input Voltage (V)","To define the rated Supply Voltage","Volts","A_CLSVLT"]
["Instrument","Chlorine Analyser","Instrument Range","Approved range for measuring the data"]
["Instrument","Chlorine Analyser","Locality","Physical location of the Asset",null,"A_POSVRS"]
["Instrument","Chlorine Analyser","Manufacturer","Name of the manufacturer"]
["Instrument","Chlorine Analyser","Model","Name of the manufacturer model"]
["Instrument","Chlorine Analyser","Monitoring Type","Method used for monitoring, recording and reporting of data",null,"A_MTHMNT"]
["Instrument","Chlorine Analyser","Serial Number","Identification code supplied by the manufacturer"]
["Instrument","Chlorine Analyser","Warranty Expiry Date","Expiry date of the warranty period"]
["Instrument","Dissolved Oxygen Analyser","Calibration Agent"]
["Instrument","Dissolved Oxygen Analyser","Calibration Exp Date"]
["Instrument","Dissolved Oxygen Analyser","Calibration Number"]
["Instrument","Dissolved Oxygen Analyser","Comms Protocol","Communications method used for sending and receiving data",null,"A_TYPCOM"]
["Instrument","Dissolved Oxygen Analyser","Input Voltage (V)","To define the rated Supply Voltage","Volts","A_CLSVLT"]
["Instrument","Dissolved Oxygen Analyser","Instrument Range","Approved range for measuring the data"]
["Instrument","Dissolved Oxygen Analyser","Locality","Physical location of the Asset",null,"A_POSVRS"]
["Instrument","Dissolved Oxygen Analyser","Manufacturer","Name of the manufacturer"]
["Instrument","Dissolved Oxygen Analyser","Model","Name of the manufacturer model"]
["Instrument","Dissolved Oxygen Analyser","Monitoring Type","Method used for monitoring, recording and reporting of data",null,"A_MTHMNT"]
["Instrument","Dissolved Oxygen Analyser","Serial Number","Identification code supplied by the manufacturer"]
["Instrument","Dissolved Oxygen Analyser","Warranty Expiry Date","Expiry date of the warranty period"]
["Instrument","Flow Meter","Cable Length (m)","Total length of Cable between device and termination point","Metres"]
["Instrument","Flow Meter","Calibration Agent"]
["Instrument","Flow Meter","Calibration Exp Date"]
["Instrument","Flow Meter","Calibration Number"]
["Instrument","Flow Meter","Comms Protocol","Communications method used for sending and receiving data",null,"A_TYPCOM"]
["Instrument","Flow Meter","Diameter (mm)","Nominal diameter of the Asset (Internal diameter unless external diameter is nominated as industry standard)","Millimetres"]
["Instrument","Flow Meter","Input Voltage (V)","To define the rated Supply Voltage","Volts","A_CLSVLT"]
["Instrument","Flow Meter","Instrument Range","Approved range for measuring the data"]
["Instrument","Flow Meter","Locality","Physical location of the Asset",null,"A_POSVRS"]
["Instrument","Flow Meter","Manufacturer","Name of the manufacturer"]
["Instrument","Flow Meter","Model","Name of the manufacturer model"]
["Instrument","Flow Meter","Monitoring Type","Method used for monitoring, recording and reporting of data",null,"A_MTHMNT"]
["Instrument","Flow Meter","Output Pulsed","Is the Output pulsed (Y/N)",null,"A_BNYMTR"]
["Instrument","Flow Meter","Serial Number","Identification code supplied by the manufacturer"]
["Instrument","Flow Meter","Warranty Expiry Date","Expiry date of the warranty period"]
["Instrument","Level Sensor","Calibration Agent"]
["Instrument","Level Sensor","Calibration Exp Date"]
["Instrument","Level Sensor","Calibration Number"]
["Instrument","Level Sensor","Depth To Datum (m)","Distance between the Sensor Position and the Sensor Datum","Metres"]
["Instrument","Level Sensor","Input Voltage (V)","To define the rated Supply Voltage","Volts","A_CLSVLT"]
["Instrument","Level Sensor","Locality","Physical location of the Asset",null,"A_POSVRS"]
["Instrument","Level Sensor","Manufacturer","Name of the manufacturer"]
["Instrument","Level Sensor","Model","Name of the manufacturer model"]
["Instrument","Level Sensor","Monitoring Type","Method used for monitoring, recording and reporting of data",null,"A_MTHMNT"]
["Instrument","Level Sensor","Sensor Datum","Physical location at which the measurement was recorded",null,"A_POSSNS"]
["Instrument","Level Sensor","Serial Number","Identification code supplied by the manufacturer"]
["Instrument","Level Sensor","Warranty Expiry Date","Expiry date of the warranty period"]
["Instrument","Level Switch","Calibration Agent"]
["Instrument","Level Switch","Calibration Exp Date"]
["Instrument","Level Switch","Calibration Number"]
["Instrument","Level Switch","Input Voltage (V)","To define the rated Supply Voltage","Volts","A_CLSVLT"]
["Instrument","Level Switch","Locality","Physical location of the Asset",null,"A_POSVRS"]
["Instrument","Level Switch","Manufacturer","Name of the manufacturer"]
["Instrument","Level Switch","Model","Name of the manufacturer model"]
["Instrument","Level Switch","Monitoring Type","Method used for monitoring, recording and reporting of data",null,"A_MTHMNT"]
["Instrument","Level Switch","Serial Number","Identification code supplied by the manufacturer"]
["Instrument","Level Switch","Warranty Expiry Date","Expiry date of the warranty period"]
["Instrument","Pressure Gauge","Calibration Agent"]
["Instrument","Pressure Gauge","Calibration Exp Date"]
["Instrument","Pressure Gauge","Calibration Number"]
["Instrument","Pressure Gauge","Comms Protocol","Communications method used for sending and receiving data",null,"A_TYPCOM"]
["Instrument","Pressure Gauge","Input Voltage (V)","To define the rated Supply Voltage","Volts","A_CLSVLT"]
["Instrument","Pressure Gauge","Instrument Range","Approved range for measuring the data"]
["Instrument","Pressure Gauge","Locality","Physical location of the Asset",null,"A_POSVRS"]
["Instrument","Pressure Gauge","Manufacturer","Name of the manufacturer"]
["Instrument","Pressure Gauge","Model","Name of the manufacturer model"]
["Instrument","Pressure Gauge","Monitoring Type","Method used for monitoring, recording and reporting of data",null,"A_MTHMNT"]
["Instrument","Pressure Gauge","Serial Number","Identification code supplied by the manufacturer"]
["Instrument","Pressure Gauge","Warranty Expiry Date","Expiry date of the warranty period"]
["Instrument","Pressure Switch","Calibration Agent"]
["Instrument","Pressure Switch","Calibration Exp Date"]
["Instrument","Pressure Switch","Calibration Number"]
["Instrument","Pressure Switch","Input Voltage (V)","To define the rated Supply Voltage","Volts","A_CLSVLT"]
["Instrument","Pressure Switch","Locality","Physical location of the Asset",null,"A_POSVRS"]
["Instrument","Pressure Switch","Manufacturer","Name of the manufacturer"]
["Instrument","Pressure Switch","Model","Name of the manufacturer model"]
["Instrument","Pressure Switch","Monitoring Type","Method used for monitoring, recording and reporting of data",null,"A_MTHMNT"]
["Instrument","Pressure Switch","Serial Number","Identification code supplied by the manufacturer"]
["Instrument","Pressure Switch","Warranty Expiry Date","Expiry date of the warranty period"]
["Instrument","Pressure Transducer","Calibration Agent"]
["Instrument","Pressure Transducer","Calibration Exp Date"]
["Instrument","Pressure Transducer","Calibration Number"]
["Instrument","Pressure Transducer","Comms Protocol","Communications method used for sending and receiving data",null,"A_TYPCOM"]
["Instrument","Pressure Transducer","Depth To Datum (m)","Distance between the Sensor Position and the Sensor Datum","Metres"]
["Instrument","Pressure Transducer","Input Voltage (V)","To define the rated Supply Voltage","Volts","A_CLSVLT"]
["Instrument","Pressure Transducer","Instrument Range","Approved range for measuring the data"]
["Instrument","Pressure Transducer","Locality","Physical location of the Asset",null,"A_POSVRS"]
["Instrument","Pressure Transducer","Manufacturer","Name of the manufacturer"]
["Instrument","Pressure Transducer","Model","Name of the manufacturer model"]
["Instrument","Pressure Transducer","Monitoring Type","Method used for monitoring, recording and reporting of data",null,"A_MTHMNT"]
["Instrument","Pressure Transducer","Sensor Datum","Physical location at which the measurement was recorded",null,"A_POSSNS"]
["Instrument","Pressure Transducer","Serial Number","Identification code supplied by the manufacturer"]
["Instrument","Pressure Transducer","Warranty Expiry Date","Expiry date of the warranty period"]
["Instrument","Process Controller","Calibration Agent"]
["Instrument","Process Controller","Calibration Exp Date"]
["Instrument","Process Controller","Calibration Number"]
["Instrument","Process Controller","Comms Protocol","Communications method used for sending and receiving data",null,"A_TYPCOM"]
["Instrument","Process Controller","Input Voltage (V)","To define the rated Supply Voltage","Volts","A_CLSVLT"]
["Instrument","Process Controller","Instrument Range","Approved range for measuring the data"]
["Instrument","Process Controller","Locality","Physical location of the Asset",null,"A_POSVRS"]
["Instrument","Process Controller","Manufacturer","Name of the manufacturer"]
["Instrument","Process Controller","Model","Name of the manufacturer model"]
["Instrument","Process Controller","Monitoring Type","Method used for monitoring, recording and reporting of data",null,"A_MTHMNT"]
["Instrument","Process Controller","Serial Number","Identification code supplied by the manufacturer"]
["Instrument","Process Controller","Warranty Expiry Date","Expiry date of the warranty period"]
["Instrument","Turbidity Analyser","Calibration Agent"]
["Instrument","Turbidity Analyser","Calibration Exp Date"]
["Instrument","Turbidity Analyser","Calibration Number"]
["Instrument","Turbidity Analyser","Comms Protocol","Communications method used for sending and receiving data",null,"A_TYPCOM"]
["Instrument","Turbidity Analyser","Input Voltage (V)","To define the rated Supply Voltage","Volts","A_CLSVLT"]
["Instrument","Turbidity Analyser","Instrument Range","Approved range for measuring the data"]
["Instrument","Turbidity Analyser","Locality","Physical location of the Asset",null,"A_POSVRS"]
["Instrument","Turbidity Analyser","Manufacturer","Name of the manufacturer"]
["Instrument","Turbidity Analyser","Model","Name of the manufacturer model"]
["Instrument","Turbidity Analyser","Monitoring Type","Method used for monitoring, recording and reporting of data",null,"A_MTHMNT"]
["Instrument","Turbidity Analyser","Serial Number","Identification code supplied by the manufacturer"]
["Instrument","Turbidity Analyser","Warranty Expiry Date","Expiry date of the warranty period"]
["Instrument","Velocity Meter","Calibration Agent"]
["Instrument","Velocity Meter","Calibration Exp Date"]
["Instrument","Velocity Meter","Calibration Number"]
["Instrument","Velocity Meter","Comms Protocol","Communications method used for sending and receiving data",null,"A_TYPCOM"]
["Instrument","Velocity Meter","Diameter (mm)","Nominal diameter of the Asset (Internal diameter unless external diameter is nominated as industry standard)","Millimetres"]
["Instrument","Velocity Meter","Input Voltage (V)","To define the rated Supply Voltage","Volts","A_CLSVLT"]
["Instrument","Velocity Meter","Instrument Range","Approved range for measuring the data"]
["Instrument","Velocity Meter","Locality","Physical location of the Asset",null,"A_POSVRS"]
["Instrument","Velocity Meter","Manufacturer","Name of the manufacturer"]
["Instrument","Velocity Meter","Model","Name of the manufacturer model"]
["Instrument","Velocity Meter","Monitoring Type","Method used for monitoring, recording and reporting of data",null,"A_MTHMNT"]
["Instrument","Velocity Meter","Serial Number","Identification code supplied by the manufacturer"]
["Instrument","Velocity Meter","Warranty Expiry Date","Expiry date of the warranty period"]
["Instrument","Weather Station","Calibration Agent"]
["Instrument","Weather Station","Calibration Exp Date"]
["Instrument","Weather Station","Calibration Number"]
["Instrument","Weather Station","Comms Protocol","Communications method used for sending and receiving data",null,"A_TYPCOM"]
["Instrument","Weather Station","Input Voltage (V)","To define the rated Supply Voltage","Volts","A_CLSVLT"]
["Instrument","Weather Station","Instrument Range","Approved range for measuring the data"]
["Instrument","Weather Station","Locality","Physical location of the Asset",null,"A_POSVRS"]
["Instrument","Weather Station","Manufacturer","Name of the manufacturer"]
["Instrument","Weather Station","Model","Name of the manufacturer model"]
["Instrument","Weather Station","Monitoring Type","Method used for monitoring, recording and reporting of data",null,"A_MTHMNT"]
["Instrument","Weather Station","Output Pulsed","Is the Output pulsed (Y/N)",null,"A_BNYMTR"]
["Instrument","Weather Station","Serial Number","Identification code supplied by the manufacturer"]
["Instrument","Weather Station","Warranty Expiry Date","Expiry date of the warranty period"]
["Instrument","pH Analyser","Calibration Agent"]
["Instrument","pH Analyser","Calibration Exp Date"]
["Instrument","pH Analyser","Calibration Number"]
["Instrument","pH Analyser","Comms Protocol","Communications method used for sending and receiving data",null,"A_TYPCOM"]
["Instrument","pH Analyser","Input Voltage (V)","To define the rated Supply Voltage","Volts","A_CLSVLT"]
["Instrument","pH Analyser","Instrument Range","Approved range for measuring the data"]
["Instrument","pH Analyser","Locality","Physical location of the Asset",null,"A_POSVRS"]
["Instrument","pH Analyser","Manufacturer","Name of the manufacturer"]
["Instrument","pH Analyser","Model","Name of the manufacturer model"]
["Instrument","pH Analyser","Monitoring Type","Method used for monitoring, recording and reporting of data",null,"A_MTHMNT"]
["Instrument","pH Analyser","Serial Number","Identification code supplied by the manufacturer"]
["Instrument","pH Analyser","Warranty Expiry Date","Expiry date of the warranty period"]
["Instrument","pH Turbidity Analyser","Calibration Agent"]
["Instrument","pH Turbidity Analyser","Calibration Exp Date"]
["Instrument","pH Turbidity Analyser","Calibration Number"]
["Instrument","pH Turbidity Analyser","Comms Protocol","Communications method used for sending and receiving data",null,"A_TYPCOM"]
["Instrument","pH Turbidity Analyser","Input Voltage (V)","To define the rated Supply Voltage","Volts","A_CLSVLT"]
["Instrument","pH Turbidity Analyser","Instrument Range","Approved range for measuring the data"]
["Instrument","pH Turbidity Analyser","Locality","Physical location of the Asset",null,"A_POSVRS"]
["Instrument","pH Turbidity Analyser","Manufacturer","Name of the manufacturer"]
["Instrument","pH Turbidity Analyser","Model","Name of the manufacturer model"]
["Instrument","pH Turbidity Analyser","Monitoring Type","Method used for monitoring, recording and reporting of data",null,"A_MTHMNT"]
["Instrument","pH Turbidity Analyser","Serial Number","Identification code supplied by the manufacturer"]
["Instrument","pH Turbidity Analyser","Warranty Expiry Date","Expiry date of the warranty period"]
["Mechanical Plant","Air Blower","Cable Length (m)","Total length of Cable between device and termination point","Metres"]
["Mechanical Plant","Air Blower","Control Type","Control method used to manage the Asset",null,"A_TYPCLT"]
["Mechanical Plant","Air Blower","Input Voltage (V)","The rated Supply Voltage","Volts","A_CLSVLT"]
["Mechanical Plant","Air Blower","Manufacturer","Name of the manufacturer"]
["Mechanical Plant","Air Blower","Maximum Flow (L/s)","Maximum rated flow of equipment","Litres per second"]
["Mechanical Plant","Air Blower","Minimum Flow (L/s)","Minimum rated flow of equipment","Litres per second"]
["Mechanical Plant","Air Blower","Model","Name of the manufacturer model"]
["Mechanical Plant","Air Blower","Motor Output (kW)","Power Rating of the Asset under maximun power","Kilowatts"]
["Mechanical Plant","Air Blower","Rated Pressure (kPa)","Maximum operating pressure of equipment","Kilopascals"]
["Mechanical Plant","Air Blower","Serial Number","Identification code supplied by the manufacturer"]
["Mechanical Plant","Air Blower","Speed (rpm)"," Operating Speed under normal operation","Revolutions per minute"]
["Mechanical Plant","Air Blower","Warranty Expiry Date","Expiry date of the warranty period"]
["Mechanical Plant","Air Blower","Weight (kg)","Total weight of Asset","Kilograms"]
["Mechanical Plant","Air Compressor","Control Type","Control method used to manage the Asset",null,"A_TYPCLT"]
["Mechanical Plant","Air Compressor","Input Voltage (V)","The rated Supply Voltage","Volts","A_CLSVLT"]
["Mechanical Plant","Air Compressor","Manufacturer","Name of the manufacturer"]
["Mechanical Plant","Air Compressor","Maximum Flow (L/s)","Maximum rated flow of equipment","Litres per second"]
["Mechanical Plant","Air Compressor","Minimum Flow (L/s)","Minimum rated flow of equipment","Litres per second"]
["Mechanical Plant","Air Compressor","Model","Name of the manufacturer model"]
["Mechanical Plant","Air Compressor","Motor Output (kW)","Power Rating of the Asset under maximun power","Kilowatts"]
["Mechanical Plant","Air Compressor","Rated Pressure (kPa)","Maximum operating pressure of equipment","Kilopascals"]
["Mechanical Plant","Air Compressor","Serial Number","Identification code supplied by the manufacturer"]
["Mechanical Plant","Air Compressor","Speed (rpm)"," Operating Speed under normal operation","Revolutions per minute"]
["Mechanical Plant","Air Compressor","Warranty Expiry Date","Expiry date of the warranty period"]
["Mechanical Plant","Air Compressor","Weight (kg)","Total weight of Asset","Kilograms"]
["Mechanical Plant","Effluent Irrigator","Control Type","Control method used to manage the Asset",null,"A_TYPCLT"]
["Mechanical Plant","Effluent Irrigator","Input Voltage (V)","The rated Supply Voltage","Volts","A_CLSVLT"]
["Mechanical Plant","Effluent Irrigator","Irrigator Span (m)","Total length of Irrigator Spans","Metres"]
["Mechanical Plant","Effluent Irrigator","Manufacturer","Name of the manufacturer"]
["Mechanical Plant","Effluent Irrigator","Model","Name of the manufacturer model"]
["Mechanical Plant","Effluent Irrigator","Motor Output (kW)","Power Rating of the Asset under maximun power","Kilowatts"]
["Mechanical Plant","Effluent Irrigator","Section Count","Total number of sections of Irrigation Pipe Spans","Count"]
["Mechanical Plant","Effluent Irrigator","Serial Number","Identification code supplied by the manufacturer"]
["Mechanical Plant","Effluent Irrigator","Speed (rpm)"," Operating Speed under normal operation","Revolutions per minute"]
["Mechanical Plant","Effluent Irrigator","Sprayer Head Count","Total number Of Sprayers Heads installed","Count"]
["Mechanical Plant","Effluent Irrigator","Warranty Expiry Date","Expiry date of the warranty period"]
["Mechanical Plant","Effluent Irrigator","Weight (kg)","Total weight of Asset","Kilograms"]
["Mechanical Plant","Electrical Actuator","Control Type","Control method used to manage the Asset",null,"A_TYPCLT"]
["Mechanical Plant","Electrical Actuator","Input Voltage (V)","The rated Supply Voltage","Volts","A_CLSVLT"]
["Mechanical Plant","Electrical Actuator","Manufacturer","Name of the manufacturer"]
["Mechanical Plant","Electrical Actuator","Model","Name of the manufacturer model"]
["Mechanical Plant","Electrical Actuator","Motor Output (kW)","Power Rating of the Asset under maximun power","Kilowatts"]
["Mechanical Plant","Electrical Actuator","Serial Number","Identification code supplied by the manufacturer"]
["Mechanical Plant","Electrical Actuator","Speed (rpm)"," Operating Speed under normal operation","Revolutions per minute"]
["Mechanical Plant","Electrical Actuator","Warranty Expiry Date","Expiry date of the warranty period"]
["Mechanical Plant","Electrical Actuator","Weight (kg)","Total weight of Asset","Kilograms"]
["Mechanical Plant","Lifting Hoist","Cert Agent"]
["Mechanical Plant","Lifting Hoist","Cert Expiry Date"]
["Mechanical Plant","Lifting Hoist","Cert Number"]
["Mechanical Plant","Lifting Hoist","Control Type","Control method used to manage the Asset",null,"A_TYPCLT"]
["Mechanical Plant","Lifting Hoist","Input Voltage (V)","The rated Supply Voltage","Volts","A_CLSVLT"]
["Mechanical Plant","Lifting Hoist","Manufacturer","Name of the manufacturer"]
["Mechanical Plant","Lifting Hoist","Max Rated Load (T)","Certified maximum rated load weight","Tonnes"]
["Mechanical Plant","Lifting Hoist","Model","Name of the manufacturer model"]
["Mechanical Plant","Lifting Hoist","Motor Output (kW)","Power Rating of the Asset under maximun power","Kilowatts"]
["Mechanical Plant","Lifting Hoist","Serial Number","Identification code supplied by the manufacturer"]
["Mechanical Plant","Lifting Hoist","Speed (rpm)"," Operating Speed under normal operation","Revolutions per minute"]
["Mechanical Plant","Lifting Hoist","Warranty Expiry Date","Expiry date of the warranty period"]
["Mechanical Plant","Lifting Hoist","Weight (kg)","Total weight of Asset","Kilograms"]
["Mechanical Plant","Lime Feeder","Control Type","Control method used to manage the Asset",null,"A_TYPCLT"]
["Mechanical Plant","Lime Feeder","Input Voltage (V)","The rated Supply Voltage","Volts","A_CLSVLT"]
["Mechanical Plant","Lime Feeder","Manufacturer","Name of the manufacturer"]
["Mechanical Plant","Lime Feeder","Model","Name of the manufacturer model"]
["Mechanical Plant","Lime Feeder","Motor Output (kW)","Power Rating of the Asset under maximun power","Kilowatts"]
["Mechanical Plant","Lime Feeder","Serial Number","Identification code supplied by the manufacturer"]
["Mechanical Plant","Lime Feeder","Speed (rpm)"," Operating Speed under normal operation","Revolutions per minute"]
["Mechanical Plant","Lime Feeder","Warranty Expiry Date","Expiry date of the warranty period"]
["Mechanical Plant","Lime Feeder","Weight (kg)","Total weight of Asset","Kilograms"]
["Mechanical Plant","Mechanical Screen","Control Type","Control method used to manage the Asset",null,"A_TYPCLT"]
["Mechanical Plant","Mechanical Screen","Current Rating (A)","Maximum Operating Current at full power","Amperes"]
["Mechanical Plant","Mechanical Screen","Input Voltage (V)","The rated Supply Voltage","Volts","A_CLSVLT"]
["Mechanical Plant","Mechanical Screen","Manufacturer","Name of the manufacturer"]
["Mechanical Plant","Mechanical Screen","Model","Name of the manufacturer model"]
["Mechanical Plant","Mechanical Screen","Motor Output (kW)","Power Rating of the Asset under maximun power","Kilowatts"]
["Mechanical Plant","Mechanical Screen","Screen Height (m)",null,"Metres"]
["Mechanical Plant","Mechanical Screen","Screen Length (m)",null,"Metres"]
["Mechanical Plant","Mechanical Screen","Screen Width (m)",null,"Metres"]
["Mechanical Plant","Mechanical Screen","Serial Number","Identification code supplied by the manufacturer"]
["Mechanical Plant","Mechanical Screen","Speed (rpm)"," Operating Speed under normal operation","Revolutions per minute"]
["Mechanical Plant","Mechanical Screen","Warranty Expiry Date","Expiry date of the warranty period"]
["Mechanical Plant","Mechanical Screen","Weight (kg)","Total weight of Asset","Kilograms"]
["Mechanical Plant","Odour Control Unit","Control Type","Control method used to manage the Asset",null,"A_TYPCLT"]
["Mechanical Plant","Odour Control Unit","Input Voltage (V)","The rated Supply Voltage","Volts","A_CLSVLT"]
["Mechanical Plant","Odour Control Unit","Manufacturer","Name of the manufacturer"]
["Mechanical Plant","Odour Control Unit","Model","Name of the manufacturer model"]
["Mechanical Plant","Odour Control Unit","Motor Output (kW)","Power Rating of the Asset under maximun power","Kilowatts"]
["Mechanical Plant","Odour Control Unit","Serial Number","Identification code supplied by the manufacturer"]
["Mechanical Plant","Odour Control Unit","Speed (rpm)"," Operating Speed under normal operation","Revolutions per minute"]
["Mechanical Plant","Odour Control Unit","Warranty Expiry Date","Expiry date of the warranty period"]
["Mechanical Plant","Odour Control Unit","Weight (kg)","Total weight of Asset","Kilograms"]
["Mechanical Plant","Pond Aerator","Aerator Type","Type of Aerator installed",null,"A_TYPAIR"]
["Mechanical Plant","Pond Aerator","Cable Length (m)","Total length of Cable between device and termination point","Metres"]
["Mechanical Plant","Pond Aerator","Control Type","Control method used to manage the Asset",null,"A_TYPCLT"]
["Mechanical Plant","Pond Aerator","Current Rating (A)","Maximum Operating Current at full power","Amperes"]
["Mechanical Plant","Pond Aerator","Input Voltage (V)","The rated Supply Voltage","Volts","A_CLSVLT"]
["Mechanical Plant","Pond Aerator","Manufacturer","Name of the manufacturer"]
["Mechanical Plant","Pond Aerator","Model","Name of the manufacturer model"]
["Mechanical Plant","Pond Aerator","Motor Output (kW)","Power Rating of the Asset under maximun power","Kilowatts"]
["Mechanical Plant","Pond Aerator","Serial Number","Identification code supplied by the manufacturer"]
["Mechanical Plant","Pond Aerator","Speed (rpm)"," Operating Speed under normal operation","Revolutions per minute"]
["Mechanical Plant","Pond Aerator","Warranty Expiry Date","Expiry date of the warranty period"]
["Mechanical Plant","Pond Aerator","Weight (kg)","Total weight of Asset","Kilograms"]
["Mechanical Plant","Pond Mixer","Cable Length (m)","Total length of Cable between device and termination point","Metres"]
["Mechanical Plant","Pond Mixer","Control Type","Control method used to manage the Asset",null,"A_TYPCLT"]
["Mechanical Plant","Pond Mixer","Current Rating (A)","Maximum Operating Current at full power","Amperes"]
["Mechanical Plant","Pond Mixer","Input Voltage (V)","The rated Supply Voltage","Volts","A_CLSVLT"]
["Mechanical Plant","Pond Mixer","Manufacturer","Name of the manufacturer"]
["Mechanical Plant","Pond Mixer","Model","Name of the manufacturer model"]
["Mechanical Plant","Pond Mixer","Motor Output (kW)","Power Rating of the Asset under maximun power","Kilowatts"]
["Mechanical Plant","Pond Mixer","Serial Number","Identification code supplied by the manufacturer"]
["Mechanical Plant","Pond Mixer","Speed (rpm)"," Operating Speed under normal operation","Revolutions per minute"]
["Mechanical Plant","Pond Mixer","Warranty Expiry Date","Expiry date of the warranty period"]
["Mechanical Plant","Pond Mixer","Weight (kg)","Total weight of Asset","Kilograms"]
["Mechanical Plant","Soda Ash Mixer","Control Type","Control method used to manage the Asset",null,"A_TYPCLT"]
["Mechanical Plant","Soda Ash Mixer","Input Voltage (V)","The rated Supply Voltage","Volts","A_CLSVLT"]
["Mechanical Plant","Soda Ash Mixer","Manufacturer","Name of the manufacturer"]
["Mechanical Plant","Soda Ash Mixer","Model","Name of the manufacturer model"]
["Mechanical Plant","Soda Ash Mixer","Motor Output (kW)","Power Rating of the Asset under maximun power","Kilowatts"]
["Mechanical Plant","Soda Ash Mixer","Serial Number","Identification code supplied by the manufacturer"]
["Mechanical Plant","Soda Ash Mixer","Speed (rpm)"," Operating Speed under normal operation","Revolutions per minute"]
["Mechanical Plant","Soda Ash Mixer","Warranty Expiry Date","Expiry date of the warranty period"]
["Mechanical Plant","Soda Ash Mixer","Weight (kg)","Total weight of Asset","Kilograms"]
["Mechanical Plant","Ventilation Fan","Control Type","Control method used to manage the Asset",null,"A_TYPCLT"]
["Mechanical Plant","Ventilation Fan","Current Rating (A)","Maximum Operating Current at full power","Amperes"]
["Mechanical Plant","Ventilation Fan","Diameter (mm)","Diameter of the Asset","Millimetres"]
["Mechanical Plant","Ventilation Fan","Input Voltage (V)","The rated Supply Voltage","Volts","A_CLSVLT"]
["Mechanical Plant","Ventilation Fan","Manufacturer","Name of the manufacturer"]
["Mechanical Plant","Ventilation Fan","Maximum Flow (L/s)","Maximum rated flow of equipment","Litres per second"]
["Mechanical Plant","Ventilation Fan","Minimum Flow (L/s)","Minimum rated flow of equipment","Litres per second"]
["Mechanical Plant","Ventilation Fan","Model","Name of the manufacturer model"]
["Mechanical Plant","Ventilation Fan","Motor Output (kW)","Power Rating of the Asset under maximun power","Kilowatts"]
["Mechanical Plant","Ventilation Fan","Serial Number","Identification code supplied by the manufacturer"]
["Mechanical Plant","Ventilation Fan","Speed (rpm)"," Operating Speed under normal operation","Revolutions per minute"]
["Mechanical Plant","Ventilation Fan","Warranty Expiry Date","Expiry date of the warranty period"]
["Mechanical Plant","Ventilation Fan","Weight (kg)","Total weight of Asset","Kilograms"]
["Node","Outlet Node","Pipe Invert RL (m)","Level at the invert of the Pipe  (in terms of a R.L)","Metres"]
["Node","Pipe Invert Point","Pipe Invert RL (m)","Level at the invert of the Pipe  (in terms of a R.L)","Metres"]
["Node","Support Structure","Support Type","Type of support structure in place supporting the pipe. For capturing anchors or thrust blocks",null,"A_TYPSUP"]
["Pipe","Conduit","Diameter (mm)","Nominal diameter of the Asset (Internal diameter unless external diameter is nominated as industry standard)","Millimetres"]
["Pipe","Conduit","Installation Method","Construction method used to form the Asset",null,"A_MTHPIP"]
["Pipe","Conduit","Length (m)","Total lineal length of the Asset","Metres"]
["Pipe","Conduit","Locality","Physical location of the Asset ",null,"A_POSVRS"]
["Pipe","Conduit","Material","Material used to manufacture the Asset",null,"A_MTLPIP"]
["Pipe","Conduit","Pipe Purpose","Function the Asset is being used for",null,"A_USEPIP"]
["Pipe","Culvert","Bedding Type","Material used to bed the Asset on",null,"A_MTLBED"]
["Pipe","Culvert","Diameter (mm)","Nominal diameter of the Asset (Internal diameter unless external diameter is nominated as industry standard)","Millimetres"]
["Pipe","Culvert","Downstream Depth (m)","Distance from Ground Level  to the  Invert Level at the downstream end","Metres"]
["Pipe","Culvert","Downstream RL (m)","Invert level of the Asset at the downstream end (in terms of a R.L)","Metres"]
["Pipe","Culvert","External Coating","Material used to coat external pipework post manufacture",null,"A_MTLCOT"]
["Pipe","Culvert","Headwall Count","Number of headwall structures connected to the Asset","Count"]
["Pipe","Culvert","Height (mm)","Internal height of the Asset (If not circular)","Millimetres"]
["Pipe","Culvert","Installation Method","Construction method used to form the Asset",null,"A_MTHPIP"]
["Pipe","Culvert","Joint Type","Connection method used to join Assets",null,"A_TYPJNT"]
["Pipe","Culvert","Length (m)","Total lineal length of the Asset","Metres"]
["Pipe","Culvert","Locality","Physical location of the Asset ",null,"A_POSVRS"]
["Pipe","Culvert","Manufacturer","Name of the manufacturer"]
["Pipe","Culvert","Material","Material used to manufacture the Asset",null,"A_MTLPIP"]
["Pipe","Culvert","Pipe Class","Pressure or Stiffness Rating of the Asset",null,"A_CLSPIP"]
["Pipe","Culvert","Pipe Purpose","Function the Asset is being used for",null,"A_USEPIP"]
["Pipe","Culvert","Pipe Shape","Shape of the Asset",null,"A_SHPPIP"]
["Pipe","Culvert","Serial Number","Pipe Batch Code"]
["Pipe","Culvert","Upstream Depth (m)","Distance from Ground Level  to the  Invert Level at the upstream end","Metres"]
["Pipe","Culvert","Upstream RL (m)","Invert level of the Asset at the upstream end (in terms of a R.L)","Metres"]
["Pipe","Culvert","Width (mm)","Internal width of the Asset (If not circular)","Millimetres"]
["Pipe","Facility Pipe","Diameter (mm)","Nominal diameter of the Asset (Internal diameter unless external diameter is nominated as industry standard)","Millimetres"]
["Pipe","Facility Pipe","External Coating","Material used to coat external pipework post manufacture",null,"A_MTLCOT"]
["Pipe","Facility Pipe","Installation Method","Construction method used to form the Asset",null,"A_MTHPIP"]
["Pipe","Facility Pipe","Joint Type","Connection method used to join Assets",null,"A_TYPJNT"]
["Pipe","Facility Pipe","Length (m)","Total lineal length of the Asset","Metres"]
["Pipe","Facility Pipe","Locality","Physical location of the Asset ",null,"A_POSVRS"]
["Pipe","Facility Pipe","Manufacturer","Name of the manufacturer"]
["Pipe","Facility Pipe","Material","Material used to manufacture the Asset",null,"A_MTLPIP"]
["Pipe","Facility Pipe","Pipe Class","Pressure or Stiffness Rating of the Asset",null,"A_CLSPIP"]
["Pipe","Facility Pipe","Pipe Purpose","Function the Asset is being used for",null,"A_USEPIP"]
["Pipe","Facility Pipe","Pipe Type","Denotes if the pipe gravity fed or pressurised",null,"A_TYPPIP"]
["Pipe","Facility Pipe","Serial Number","Pipe Batch Code"]
["Pipe","Manifold","Diameter (mm)","Nominal diameter of the Asset (Internal diameter unless external diameter is nominated as industry standard)","Millimetres"]
["Pipe","Manifold","External Coating","Material used to coat external pipework post manufacture",null,"A_MTLCOT"]
["Pipe","Manifold","Installation Method","Construction method used to form the Asset",null,"A_MTHPIP"]
["Pipe","Manifold","Length (m)","Total lineal length of the Asset","Metres"]
["Pipe","Manifold","Locality","Physical location of the Asset ",null,"A_POSVRS"]
["Pipe","Manifold","Material","Material used to manufacture the Asset",null,"A_MTLPIP"]
["Pipe","Manifold","Pipe Type","Denotes if the pipe gravity fed or pressurised",null,"A_TYPPIP"]
["Pipe","Manifold","Quantity","Total quantity of the Asset, In place of length as primary measurement","Count"]
["Pipe","Network Main","Bedding Type","Material used to bed the Asset on",null,"A_MTLBED"]
["Pipe","Network Main","Diameter (mm)","Nominal diameter of the Asset (Internal diameter unless external diameter is nominated as industry standard)","Millimetres"]
["Pipe","Network Main","Downstream Depth (m)","Distance from Ground Level  to the  Invert Level at the downstream end  (Only if Pipe is Gravity)","Metres"]
["Pipe","Network Main","Downstream RL (m)","Invert level of the Asset at the downstream end (in terms of a R.L) (Only if Pipe is Gravity)","Metres"]
["Pipe","Network Main","External Coating","Material used to coat external pipework post manufacture",null,"A_MTLCOT"]
["Pipe","Network Main","Installation Method","Construction method used to form the Asset",null,"A_MTHPIP"]
["Pipe","Network Main","Joint Type","Connection method used to join Assets",null,"A_TYPJNT"]
["Pipe","Network Main","Length (m)","Total lineal length of the Asset","Metres"]
["Pipe","Network Main","Locality","Physical location of the Asset ",null,"A_POSVRS"]
["Pipe","Network Main","Manufacturer","Name of the manufacturer"]
["Pipe","Network Main","Material","Material used to manufacture the Asset",null,"A_MTLPIP"]
["Pipe","Network Main","Pipe Class","Pressure or Stiffness Rating of the Asset",null,"A_CLSPIP"]
["Pipe","Network Main","Pipe Cover (m)","Measured depth of the Asset below the existing Ground Level (Use the average value where grade varies) (Only if Pipe is Pressure)","Metres"]
["Pipe","Network Main","Pipe Purpose","Function the Asset is being used for",null,"A_USEPIP"]
["Pipe","Network Main","Pipe Type","Denotes if the pipe gravity fed or pressurised",null,"A_TYPPIP"]
["Pipe","Network Main","Serial Number","Pipe Batch Code"]
["Pipe","Network Main","Upstream Depth (m)","Distance from Ground Level  to the  Invert Level at the upstream end  (Only if Pipe is Gravity)","Metres"]
["Pipe","Network Main","Upstream RL (m)","Invert level of the Asset at the upstream end (in terms of a R.L) (Only if Pipe is Gravity)","Metres"]
["Pipe","Service Line","Diameter (mm)","Nominal diameter of the Asset (Internal diameter unless external diameter is nominated as industry standard)","Millimetres"]
["Pipe","Service Line","Installation Method","Construction method used to form the Asset",null,"A_MTHPIP"]
["Pipe","Service Line","Length (m)","Total lineal length of the Asset","Metres"]
["Pipe","Service Line","Locality","Physical location of the Asset ",null,"A_POSVRS"]
["Pipe","Service Line","Manufacturer","Name of the manufacturer"]
["Pipe","Service Line","Material","Material used to manufacture the Asset",null,"A_MTLPIP"]
["Pipe","Service Line","Pipe Class","Pressure or Stiffness Rating of the Asset",null,"A_CLSPIP"]
["Pipe","Service Line","Pipe Cover (m)","Measured depth of the Asset below the existing Ground Level (Use the average value where grade varies)","Metres"]
["Pipe","Service Line","Pipe Purpose","Function the Asset is being used for",null,"A_USEPIP"]
["Pipe","Service Line","Pipe Type","Denotes if the pipe gravity fed or pressurised",null,"A_TYPPIP"]
["Pipe","Service Line","Serial Number","Pipe Batch Code"]
["Pipe","Subsoil Drain","Bedding Type","Material used to bed the Asset on",null,"A_MTLBED"]
["Pipe","Subsoil Drain","Diameter (mm)","Nominal diameter of the Asset (Internal diameter unless external diameter is nominated as industry standard)","Millimetres"]
["Pipe","Subsoil Drain","Installation Method","Construction method used to form the Asset",null,"A_MTHPIP"]
["Pipe","Subsoil Drain","Length (m)","Total lineal length of the Asset","Metres"]
["Pipe","Subsoil Drain","Locality","Physical location of the Asset ",null,"A_POSVRS"]
["Pipe","Subsoil Drain","Manufacturer","Name of the manufacturer"]
["Pipe","Subsoil Drain","Material","Material used to manufacture the Asset",null,"A_MTLPIP"]
["Pipe","Tunnel","Diameter (mm)","Nominal diameter of the Asset (Internal diameter unless external diameter is nominated as industry standard)","Millimetres"]
["Pipe","Tunnel","Downstream RL (m)","Invert level of the Asset at the downstream end (in terms of a R.L)","Metres"]
["Pipe","Tunnel","Height (mm)","Internal height of the Asset (If not circular)","Millimetres"]
["Pipe","Tunnel","Installation Method","Construction method used to form the Asset",null,"A_MTHPIP"]
["Pipe","Tunnel","Length (m)","Total lineal length of the Asset","Metres"]
["Pipe","Tunnel","Locality","Physical location of the Asset ",null,"A_POSVRS"]
["Pipe","Tunnel","Material","Material used to manufacture the Asset",null,"A_MTLPIP"]
["Pipe","Tunnel","Pipe Shape","Shape of the Asset",null,"A_SHPPIP"]
["Pipe","Tunnel","Upstream RL (m)","Invert level of the Asset at the upstream end (in terms of a R.L)","Metres"]
["Pipe","Tunnel","Width (mm)","Internal width of the Asset (If not circular)","Millimetres"]
["Pipe","Ventilation Pipe","Diameter (mm)","Nominal diameter of the Asset (Internal diameter unless external diameter is nominated as industry standard)","Millimetres"]
["Pipe","Ventilation Pipe","Installation Method","Construction method used to form the Asset",null,"A_MTHPIP"]
["Pipe","Ventilation Pipe","Length (m)","Total lineal length of the Asset","Metres"]
["Pipe","Ventilation Pipe","Locality","Physical location of the Asset ",null,"A_POSVRS"]
["Pipe","Ventilation Pipe","Material","Material used to manufacture the Asset",null,"A_MTLPIP"]
["Private","Private Pump Station","Chamber Shape","Preformed shape of the Asset",null,"A_SHPCMB"]
["Private","Private Pump Station","Filter Type","Type of Filtration used (only used to record private Assets)",null,"A_TYPFIL"]
["Private","Private Pump Station","Manufacturer","Name of the manufacturer"]
["Private","Private Pump Station","Material","Material used to manufacture the Asset",null,"A_MTLTNK"]
["Private","Private Pump Station","Model","Name of the manufacturer model"]
["Private","Private Pump Station","Pump Manufacturer","Manufacturer name that produces or supplies the Asset (only used to record private Assets)"]
["Private","Private Pump Station","Pump Model","The specific model supplied by the Manufacturer (only used to record private Assets)"]
["Private","Private Pump Station","TEMP Filter Type","Type of Filtration used (only used to record private Assets) - Temporary until the Filter Type selection code can be set up properly"]
["Private","Private Pump Station","Volume (m3)","Capacity of the Asset when at full Volume","Cubic metres"]
["Private","Private Septic Tank","Chamber Count","Total number of sections within the Asset","Count"]
["Private","Private Septic Tank","Chamber Shape","Preformed shape of the Asset",null,"A_SHPCMB"]
["Private","Private Septic Tank","Filter Type","Type of Filtration used (only used to record private Assets)",null,"A_TYPFIL"]
["Private","Private Septic Tank","Manufacturer","Name of the manufacturer"]
["Private","Private Septic Tank","Material","Material used to manufacture the Asset",null,"A_MTLTNK"]
["Private","Private Septic Tank","Model","Name of the manufacturer model"]
["Private","Private Septic Tank","Pump Manufacturer","Manufacturer name that produces or supplies the Asset (only used to record private Assets)"]
["Private","Private Septic Tank","Pump Model","The specific model supplied by the Manufacturer (only used to record private Assets)"]
["Private","Private Septic Tank","TEMP Filter Type","Type of Filtration used (only used to record private Assets) - Temporary until the Filter Type selection code can be set up properly"]
["Private","Private Septic Tank","Volume (m3)","Capacity of the Asset when at full Volume","Cubic metres"]
["Pump","Bore Pump","Current Rating (A)","Maximum Operating Current at full power","Amperes"]
["Pump","Bore Pump","Depth (m)","Measured distance from ground level to the bottom of the Pump","Metres"]
["Pump","Bore Pump","Design Flow (L/s)","The normal operational Flow of the Pump","Litres per second"]
["Pump","Bore Pump","Design Head (kPa)","The normal operational Head of the Pump","Kilopascals"]
["Pump","Bore Pump","Drive Type","Type of Variable Speed Unit used to operate the Asset",null,"A_TYPDRV"]
["Pump","Bore Pump","Impellor Number","Unique identification code of the Asset"]
["Pump","Bore Pump","Input Voltage (V)","The rated Supply Voltage","Volts","A_CLSVLT"]
["Pump","Bore Pump","Isolation Rating (V)","Voltage at which the Asset can safely withstand with respect to operator safety","Volts"]
["Pump","Bore Pump","Manufacturer","Name of the manufacturer"]
["Pump","Bore Pump","Model","Name of the manufacturer model"]
["Pump","Bore Pump","Motor Manufacturer","Manufacturer name that produces or supplies the Asset"]
["Pump","Bore Pump","Motor Serial Number","Unique identification code of the Asset"]
["Pump","Bore Pump","Motor Size (kW)","Parameter to define the amount of Power the Asset can produce","Kilowatts"]
["Pump","Bore Pump","Pump Type","The type of Asset",null,"A_TYPPMP"]
["Pump","Bore Pump","Serial Number","Identification code supplied by the manufacturer"]
["Pump","Bore Pump","Speed (rpm)","Operating Speed under normal operation","Revolutions per minute"]
["Pump","Bore Pump","Warranty Expiry Date","Expiry date of the warranty period"]
["Pump","Bore Pump","Weight (kg)","Total weight of the Asset","Kilograms"]
["Pump","Caustic Soda Dosing Pump","Design Flow (L/s)","The normal operational Flow of the Pump","Litres per second"]
["Pump","Caustic Soda Dosing Pump","Input Voltage (V)","The rated Supply Voltage","Volts","A_CLSVLT"]
["Pump","Caustic Soda Dosing Pump","Isolation Rating (V)","Voltage at which the Asset can safely withstand with respect to operator safety","Volts"]
["Pump","Caustic Soda Dosing Pump","Manufacturer","Name of the manufacturer"]
["Pump","Caustic Soda Dosing Pump","Model","Name of the manufacturer model"]
["Pump","Caustic Soda Dosing Pump","Motor Size (kW)","Parameter to define the amount of Power the Asset can produce","Kilowatts"]
["Pump","Caustic Soda Dosing Pump","Pump Type","The type of Asset",null,"A_TYPPMP"]
["Pump","Caustic Soda Dosing Pump","Serial Number","Identification code supplied by the manufacturer"]
["Pump","Caustic Soda Dosing Pump","Warranty Expiry Date","Expiry date of the warranty period"]
["Pump","Caustic Soda Transfer Pump","Design Flow (L/s)","The normal operational Flow of the Pump","Litres per second"]
["Pump","Caustic Soda Transfer Pump","Input Voltage (V)","The rated Supply Voltage","Volts","A_CLSVLT"]
["Pump","Caustic Soda Transfer Pump","Isolation Rating (V)","Voltage at which the Asset can safely withstand with respect to operator safety","Volts"]
["Pump","Caustic Soda Transfer Pump","Manufacturer","Name of the manufacturer"]
["Pump","Caustic Soda Transfer Pump","Model","Name of the manufacturer model"]
["Pump","Caustic Soda Transfer Pump","Motor Size (kW)","Parameter to define the amount of Power the Asset can produce","Kilowatts"]
["Pump","Caustic Soda Transfer Pump","Pump Type","The type of Asset",null,"A_TYPPMP"]
["Pump","Caustic Soda Transfer Pump","Serial Number","Identification code supplied by the manufacturer"]
["Pump","Caustic Soda Transfer Pump","Warranty Expiry Date","Expiry date of the warranty period"]
["Pump","Chlorine Dosing Pump","Design Flow (L/s)","The normal operational Flow of the Pump","Litres per second"]
["Pump","Chlorine Dosing Pump","Input Voltage (V)","The rated Supply Voltage","Volts","A_CLSVLT"]
["Pump","Chlorine Dosing Pump","Isolation Rating (V)","Voltage at which the Asset can safely withstand with respect to operator safety","Volts"]
["Pump","Chlorine Dosing Pump","Manufacturer","Name of the manufacturer"]
["Pump","Chlorine Dosing Pump","Model","Name of the manufacturer model"]
["Pump","Chlorine Dosing Pump","Motor Size (kW)","Parameter to define the amount of Power the Asset can produce","Kilowatts"]
["Pump","Chlorine Dosing Pump","Pump Type","The type of Asset",null,"A_TYPPMP"]
["Pump","Chlorine Dosing Pump","Serial Number","Identification code supplied by the manufacturer"]
["Pump","Chlorine Dosing Pump","Warranty Expiry Date","Expiry date of the warranty period"]
["Pump","Soda Ash Dosing Pump","Design Flow (L/s)","The normal operational Flow of the Pump","Litres per second"]
["Pump","Soda Ash Dosing Pump","Input Voltage (V)","The rated Supply Voltage","Volts","A_CLSVLT"]
["Pump","Soda Ash Dosing Pump","Isolation Rating (V)","Voltage at which the Asset can safely withstand with respect to operator safety","Volts"]
["Pump","Soda Ash Dosing Pump","Manufacturer","Name of the manufacturer"]
["Pump","Soda Ash Dosing Pump","Model","Name of the manufacturer model"]
["Pump","Soda Ash Dosing Pump","Motor Size (kW)","Parameter to define the amount of Power the Asset can produce","Kilowatts"]
["Pump","Soda Ash Dosing Pump","Pump Type","The type of Asset",null,"A_TYPPMP"]
["Pump","Soda Ash Dosing Pump","Serial Number","Identification code supplied by the manufacturer"]
["Pump","Soda Ash Dosing Pump","Warranty Expiry Date","Expiry date of the warranty period"]
["Pump","Sump Pump","Design Flow (L/s)","The normal operational Flow of the Pump","Litres per second"]
["Pump","Sump Pump","Input Voltage (V)","The rated Supply Voltage","Volts","A_CLSVLT"]
["Pump","Sump Pump","Isolation Rating (V)","Voltage at which the Asset can safely withstand with respect to operator safety","Volts"]
["Pump","Sump Pump","Manufacturer","Name of the manufacturer"]
["Pump","Sump Pump","Model","Name of the manufacturer model"]
["Pump","Sump Pump","Motor Size (kW)","Parameter to define the amount of Power the Asset can produce","Kilowatts"]
["Pump","Sump Pump","Pump Type","The type of Asset",null,"A_TYPPMP"]
["Pump","Sump Pump","Serial Number","Identification code supplied by the manufacturer"]
["Pump","Sump Pump","Warranty Expiry Date","Expiry date of the warranty period"]
["Pump","Surface Pump","Current Rating (A)","Maximum Operating Current at full power","Amperes"]
["Pump","Surface Pump","Design Flow (L/s)","The normal operational Flow of the Pump","Litres per second"]
["Pump","Surface Pump","Design Head (kPa)","The normal operational Head of the Pump","Kilopascals"]
["Pump","Surface Pump","Drive Type","Type of Variable Speed Unit used to operate the Asset",null,"A_TYPDRV"]
["Pump","Surface Pump","Impellor Number","Unique identification code of the Asset"]
["Pump","Surface Pump","Input Voltage (V)","The rated Supply Voltage","Volts","A_CLSVLT"]
["Pump","Surface Pump","Isolation Rating (V)","Voltage at which the Asset can safely withstand with respect to operator safety","Volts"]
["Pump","Surface Pump","Manufacturer","Name of the manufacturer"]
["Pump","Surface Pump","Model","Name of the manufacturer model"]
["Pump","Surface Pump","Motor Install Date","Date the Asset was installed or replaced"]
["Pump","Surface Pump","Motor Manufacturer","Manufacturer name that produces or supplies the Asset"]
["Pump","Surface Pump","Motor Serial Number","Unique identification code of the Asset"]
["Pump","Surface Pump","Motor Size (kW)","Parameter to define the amount of Power the Asset can produce","Kilowatts"]
["Pump","Surface Pump","Pump Type","The type of Asset",null,"A_TYPPMP"]
["Pump","Surface Pump","Serial Number","Identification code supplied by the manufacturer"]
["Pump","Surface Pump","Speed (rpm)","Operating Speed under normal operation","Revolutions per minute"]
["Pump","Surface Pump","Warranty Expiry Date","Expiry date of the warranty period"]
["Pump","Surface Pump","Weight (kg)","Total weight of the Asset","Kilograms"]
["Pump","Wet Well Pump","Current Rating (A)","Maximum Operating Current at full power","Amperes"]
["Pump","Wet Well Pump","Design Flow (L/s)","The normal operational Flow of the Pump","Litres per second"]
["Pump","Wet Well Pump","Design Head (kPa)","The normal operational Head of the Pump","Kilopascals"]
["Pump","Wet Well Pump","Drive Type","Type of Variable Speed Unit used to operate the Asset",null,"A_TYPDRV"]
["Pump","Wet Well Pump","Impellor Number","Unique identification code of the Asset"]
["Pump","Wet Well Pump","Input Voltage (V)","The rated Supply Voltage","Volts","A_CLSVLT"]
["Pump","Wet Well Pump","Isolation Rating (V)","Voltage at which the Asset can safely withstand with respect to operator safety","Volts"]
["Pump","Wet Well Pump","Manufacturer","Name of the manufacturer"]
["Pump","Wet Well Pump","Model","Name of the manufacturer model"]
["Pump","Wet Well Pump","Motor Manufacturer","Manufacturer name that produces or supplies the Asset"]
["Pump","Wet Well Pump","Motor Serial Number","Unique identification code of the Asset"]
["Pump","Wet Well Pump","Motor Size (kW)","Parameter to define the amount of Power the Asset can produce","Kilowatts"]
["Pump","Wet Well Pump","Pump Type","The type of Asset",null,"A_TYPPMP"]
["Pump","Wet Well Pump","Serial Number","Identification code supplied by the manufacturer"]
["Pump","Wet Well Pump","Speed (rpm)","Operating Speed under normal operation","Revolutions per minute"]
["Pump","Wet Well Pump","Warranty Expiry Date","Expiry date of the warranty period"]
["Pump","Wet Well Pump","Weight (kg)","Total weight of the Asset","Kilograms"]
["Service Connection","Air Gap Separator","Backflow Hazard Cat","Catergory of Backflow Prevention assigned to the connection",null,"A_CLSBFW"]
["Service Connection","Air Gap Separator","Backflow Type","Type of Backflow Prevention used",null,"A_TYPBFW"]
["Service Connection","Air Gap Separator","Diameter (mm)","Nominal diameter of the Asset (Internal diameter unless external diameter is nominated as industry standard)","Millimetres"]
["Service Connection","Air Gap Separator","Isolation Valve Qty","Total quantity  of Valves used for isolation purposes","Count"]
["Service Connection","Air Gap Separator","Valve Type","Type of Asset that was installed",null,"A_TYPVLV"]
["Service Connection","Fire Connection","Backflow Hazard Cat","Catergory of Backflow Prevention assigned to the connection",null,"A_CLSBFW"]
["Service Connection","Fire Connection","Backflow Type","Type of Backflow Prevention used",null,"A_TYPBFW"]
["Service Connection","Fire Connection","Box Type","Type of containment structure used to house the Assets",null,"A_MTLBOX"]
["Service Connection","Fire Connection","Diameter (mm)","Nominal diameter of the Asset (Internal diameter unless external diameter is nominated as industry standard)","Millimetres"]
["Service Connection","Fire Connection","Isolation Valve Qty","Total quantity  of Valves used for isolation purposes","Count"]
["Service Connection","Fire Connection","Meter Serial Number","Identification code supplied by the manufacturer"]
["Service Connection","Fire Connection","Meter Type","Type of Meter installed",null,"A_TYPMTR"]
["Service Connection","Fire Connection","Valve Type","Type of Asset that was installed",null,"A_TYPVLV"]
["Service Connection","Gravity Sewer Connection","Diameter (mm)","Nominal diameter of the Asset (Internal diameter unless external diameter is nominated as industry standard)","Millimetres"]
["Service Connection","Gravity Sewer Connection","Property Use","Category of Service Connection type",null,"A_USESVC"]
["Service Connection","Gravity Stormwater Connection","Diameter (mm)","Nominal diameter of the Asset (Internal diameter unless external diameter is nominated as industry standard)","Millimetres"]
["Service Connection","Gravity Stormwater Connection","Property Use","Category of Service Connection type",null,"A_USESVC"]
["Service Connection","On Demand Water Connection","Backflow Hazard Cat","Catergory of Backflow Prevention assigned to the connection",null,"A_CLSBFW"]
["Service Connection","On Demand Water Connection","Backflow Type","Type of Backflow Prevention used",null,"A_TYPBFW"]
["Service Connection","On Demand Water Connection","Box Type","Type of containment structure used to house the Assets",null,"A_MTLBOX"]
["Service Connection","On Demand Water Connection","Diameter (mm)","Nominal diameter of the Asset (Internal diameter unless external diameter is nominated as industry standard)","Millimetres"]
["Service Connection","On Demand Water Connection","Isolation Valve Qty","Total quantity  of Valves used for isolation purposes","Count"]
["Service Connection","On Demand Water Connection","Meter Serial Number","Identification code supplied by the manufacturer"]
["Service Connection","On Demand Water Connection","Meter Type","Type of Meter installed",null,"A_TYPMTR"]
["Service Connection","On Demand Water Connection","Property Use","Category of Service Connection type",null,"A_USESVC"]
["Service Connection","On Demand Water Connection","Valve Type","Type of Asset that was installed",null,"A_TYPVLV"]
["Service Connection","Pressure Sewer Connection","Box Type","Type of containment structure used to house the Assets",null,"A_MTLBOX"]
["Service Connection","Pressure Sewer Connection","Diameter (mm)","Nominal diameter of the Asset (Internal diameter unless external diameter is nominated as industry standard)","Millimetres"]
["Service Connection","Pressure Sewer Connection","Isolation Valve Qty","Total quantity  of Valves used for isolation purposes","Count"]
["Service Connection","Pressure Sewer Connection","Property Use","Category of Service Connection type",null,"A_USESVC"]
["Service Connection","Pressure Sewer Connection","Valve Type","Type of Asset that was installed",null,"A_TYPVLV"]
["Service Connection","Restricted Water Connection","Backflow Hazard Cat","Catergory of Backflow Prevention assigned to the connection",null,"A_CLSBFW"]
["Service Connection","Restricted Water Connection","Backflow Type","Type of Backflow Prevention used",null,"A_TYPBFW"]
["Service Connection","Restricted Water Connection","Box Type","Type of containment structure used to house the Assets",null,"A_MTLBOX"]
["Service Connection","Restricted Water Connection","Diameter (mm)","Nominal diameter of the Asset (Internal diameter unless external diameter is nominated as industry standard)","Millimetres"]
["Service Connection","Restricted Water Connection","Isolation Valve Qty","Total quantity  of Valves used for isolation purposes","Count"]
["Service Connection","Restricted Water Connection","Property Use","Category of Service Connection type",null,"A_USESVC"]
["Service Connection","Restricted Water Connection","Restrictor Type","Type of Restrictor Unit installed",null,"A_TYPRST"]
["Service Connection","Restricted Water Connection","Restrictor Units","Size of the restrictor unit in relation to cubic metres per day","Cubic metres per day?"]
["Service Connection","Restricted Water Connection","Valve Type","Type of Asset that was installed",null,"A_TYPVLV"]
["Service Connection","STEP Sewer Connection","Box Type","Type of containment structure used to house the Assets",null,"A_MTLBOX"]
["Service Connection","STEP Sewer Connection","Diameter (mm)","Nominal diameter of the Asset (Internal diameter unless external diameter is nominated as industry standard)","Millimetres"]
["Service Connection","STEP Sewer Connection","Isolation Valve Qty","Total quantity  of Valves used for isolation purposes","Count"]
["Service Connection","STEP Sewer Connection","Property Use","Category of Service Connection type",null,"A_USESVC"]
["Service Connection","STEP Sewer Connection","Valve Type","Type of Asset that was installed",null,"A_TYPVLV"]
["Service Connection","Stockwater Connection","Property Use","Category of Service Connection type",null,"A_USESVC"]
["Service Connection","Stockwater Connection","Race Permit Number","Permit Number allocated for connecting to supply (Classes Stockwater and Irrigation only)"]
["Service Connection","Tanker Filling Point","Backflow Hazard Cat","Catergory of Backflow Prevention assigned to the connection",null,"A_CLSBFW"]
["Service Connection","Tanker Filling Point","Backflow Type","Type of Backflow Prevention used",null,"A_TYPBFW"]
["Service Connection","Tanker Filling Point","Box Type","Type of containment structure used to house the Assets",null,"A_MTLBOX"]
["Service Connection","Tanker Filling Point","Diameter (mm)","Nominal diameter of the Asset (Internal diameter unless external diameter is nominated as industry standard)","Millimetres"]
["Service Connection","Tanker Filling Point","Isolation Valve Qty","Total quantity  of Valves used for isolation purposes","Count"]
["Service Connection","Tanker Filling Point","Meter Serial Number","Identification code supplied by the manufacturer"]
["Service Connection","Tanker Filling Point","Meter Type","Type of Meter installed",null,"A_TYPMTR"]
["Service Connection","Tanker Filling Point","Valve Type","Type of Asset that was installed",null,"A_TYPVLV"]
["Site","Facility","Area (m2)","Area of land set aside for this purpose","Square metres"]
["Site","Facility","TEMP Legal Desc","Property Legal Description"]
["Site","Facility","TEMP Reserves Act 77","Reserves Act 1977, usually LOC here",null,"A_USERES"]
["Site","Facility","TEMP Valuation No","Property Valuation No"]
["Site","Network Reticulation","Area (m2)","Area of land set aside for this purpose","Square metres"]
["Site","Network Reticulation","TEMP Legal Desc","Property Legal Description"]
["Site","Network Reticulation","TEMP Reserves Act 77","Reserves Act 1977, usually LOC here",null,"A_USERES"]
["Site","Network Reticulation","TEMP Valuation No","Property Valuation No"]
["Site Services","Chamber and Tank Lid","Area (m2)","Total Area of the Asset","Square metres"]
["Site Services","Chamber and Tank Lid","Diameter (m)","External diameter of the Asset (if not rectangular)","Metres"]
["Site Services","Chamber and Tank Lid","Length (m)","Total Length of the Asset (if not circular)","Metres"]
["Site Services","Chamber and Tank Lid","Lid Type","Type of the Asset",null,"A_TYPLID"]
["Site Services","Chamber and Tank Lid","Manufacturer","Name of the manufacturer"]
["Site Services","Chamber and Tank Lid","Material","Material used to manufacture the Asset",null,"A_MTLCHT"]
["Site Services","Chamber and Tank Lid","Warranty Expiry Date","Expiry date of the warranty period"]
["Site Services","Chamber and Tank Lid","Weight (kg)","Total Weight of the Asset","Kilograms"]
["Site Services","Chamber and Tank Lid","Width (m)","Total Width of the Asset (if not circular)","Metres"]
["Site Services","Fire Hose","Length (m)","Total Length of the Asset","Metres"]
["Site Services","Fire Hose","Material","Material used to manufacture the Asset",null,"A_MTLCHT"]
["Site Services","Foam Control Sprayer","Manufacturer","Name of the manufacturer"]
["Site Services","Foam Control Sprayer","Material","Material used to manufacture the Asset",null,"A_MTLCHT"]
["Site Services","Handrail","Height (m)","Total Height of the Asset from base to top","Metres"]
["Site Services","Handrail","Length (m)","Total Length of the Asset","Metres"]
["Site Services","Handrail","Material","Material used to manufacture the Asset",null,"A_MTLCHT"]
["Site Services","Ladder","Height (m)","Total Height of the Asset from base to top","Metres"]
["Site Services","Ladder","Material","Material used to manufacture the Asset",null,"A_MTLCHT"]
["Site Services","Ladder","Max Rated Load (kN)","Approved Safe Working Load of the Asset","Kilonewtons"]
["Site Services","Lifting Gantry","Cert Agent"]
["Site Services","Lifting Gantry","Cert Expiry Date"]
["Site Services","Lifting Gantry","Cert Number"]
["Site Services","Lifting Gantry","Height (m)","Total Height of the Asset from base to top","Metres"]
["Site Services","Lifting Gantry","Material","Material used to manufacture the Asset",null,"A_MTLCHT"]
["Site Services","Lifting Gantry","Max Rated Load (kN)","Approved Safe Working Load of the Asset","Kilonewtons"]
["Site Services","Lighting","Lighting Type","Category of Lighting type installed",null,"A_USELHT"]
["Site Services","Lighting","Manufacturer","Name of the manufacturer"]
["Site Services","Lighting","Material","Material used to manufacture the Asset",null,"A_MTLCHT"]
["Site Services","Lighting","Model","Name of the manufacturer model"]
["Site Services","Lighting","Serial Number","Identification code supplied by the manufacturer"]
["Site Services","Lighting","Warranty Expiry Date","Expiry date of the warranty period"]
["Site Services","Platform and Walkway","Area (m2)","Total Area of the Asset","Square metres"]
["Site Services","Platform and Walkway","Height (m)","Total Height of the Asset from base to top","Metres"]
["Site Services","Platform and Walkway","Length (m)","Total Length of the Asset","Metres"]
["Site Services","Platform and Walkway","Material","Material used to manufacture the Asset",null,"A_MTLCHT"]
["Site Services","Platform and Walkway","Max Rated Load (kN)","Approved Safe Working Load of the Asset","Kilonewtons"]
["Site Services","Platform and Walkway","Width (m)","Total Width of the Asset","Metres"]
["Site Services","Pond Baffle","Height (m)","Total Height of the Asset from base to top","Metres"]
["Site Services","Pond Baffle","Length (m)","Total Length of the Asset","Metres"]
["Site Services","Pond Baffle","Material","Material used to manufacture the Asset",null,"A_MTLCHT"]
["Site Services","Pond Baffle","Width (m)","Total Width of the Asset","Metres"]
["Site Services","Safety Shower","Manufacturer","Name of the manufacturer"]
["Site Services","Safety Shower","Material","Material used to manufacture the Asset",null,"A_MTLCHT"]
["Site Services","Safety Shower","Model","Name of the manufacturer model"]
["Site Services","Wave Band","Height (m)","Total Height of the Asset from base to top","Metres"]
["Site Services","Wave Band","Length (m)","Total Length of the Asset","Metres"]
["Site Services","Wave Band","Material","Material used to manufacture the Asset",null,"A_MTLCHT"]
["Structure","Boat Ramp","Area (m2)","Total Area of the Asset","Square metres"]
["Structure","Boat Ramp","Base RL (m)","Level at the bottom of the Asset (in terms of a R.L). Refer technical chapter for details","Metres"]
["Structure","Boat Ramp","Construction Method","Construction method used to form Asset",null,"A_MTHSTR"]
["Structure","Boat Ramp","Length (m)","Total length of the Assset","Metres"]
["Structure","Boat Ramp","Material","Material used to manufacture the Asset",null,"A_MTLSTR"]
["Structure","Boat Ramp","Top RL (m)","Level at the top of the Asset (in terms of a R.L). Refer technical chapter for details","Metres"]
["Structure","Boat Ramp","Width (m)","Total Width of the Asset","Metres"]
["Structure","Channel Wall","Construction Method","Construction method used to form Asset",null,"A_MTHSTR"]
["Structure","Channel Wall","Height (m)","Total height of the Asset (above ground)","Metres"]
["Structure","Channel Wall","Length (m)","Total length of the Assset","Metres"]
["Structure","Channel Wall","Material","Material used to manufacture the Asset",null,"A_MTLSTR"]
["Structure","Concrete Pad","Area (m2)","Total Area of the Asset","Square metres"]
["Structure","Concrete Pad","Construction Method","Construction method used to form Asset",null,"A_MTHSTR"]
["Structure","Concrete Pad","Depth (m)","Total Depth of the Asset (below ground)","Metres"]
["Structure","Concrete Pad","Length (m)","Total length of the Assset","Metres"]
["Structure","Concrete Pad","Material","Material used to manufacture the Asset",null,"A_MTLSTR"]
["Structure","Concrete Pad","Top RL (m)","Level at the top of the Asset (in terms of a R.L). Refer technical chapter for details","Metres"]
["Structure","Concrete Pad","Width (m)","Total Width of the Asset","Metres"]
["Structure","Drop Structure Chamber","Construction Method","Construction method used to form Asset",null,"A_MTHSTR"]
["Structure","Drop Structure Chamber","Depth (m)","Total Depth of the Asset (below ground)","Metres"]
["Structure","Drop Structure Chamber","Diameter (m)","Diameter of the Asset (if not rectangular)","Metres"]
["Structure","Drop Structure Chamber","Invert RL (m)","Level at the Invert of the Asset  (in terms of a R.L)","Metres"]
["Structure","Drop Structure Chamber","Length (m)","Total length of the Assset (if not circular)","Metres"]
["Structure","Drop Structure Chamber","Material","Material used to manufacture the Asset",null,"A_MTLSTR"]
["Structure","Drop Structure Chamber","Top RL (m)","Level at the top of the Asset (in terms of a R.L). Refer technical chapter for details","Metres"]
["Structure","Drop Structure Chamber","Width (m)","Total Width of the Asset (if not circular)","Metres"]
["Structure","Drop Structure Weir","Base RL (m)","Level at the bottom of the Asset (in terms of a R.L). Refer technical chapter for details","Metres"]
["Structure","Drop Structure Weir","Construction Method","Construction method used to form Asset",null,"A_MTHSTR"]
["Structure","Drop Structure Weir","Height (m)","Total height of the Asset (above ground)","Metres"]
["Structure","Drop Structure Weir","Material","Material used to manufacture the Asset",null,"A_MTLSTR"]
["Structure","Drop Structure Weir","Top RL (m)","Level at the top of the Asset (in terms of a R.L). Refer technical chapter for details","Metres"]
["Structure","Drop Structure Weir","Weir RL (m)","Level at the spill point of the Asset  (in terms of a R.L)","Metres"]
["Structure","Drop Structure Weir","Width (m)","Total Width of the Asset","Metres"]
["Structure","Fish Pass","Base RL (m)","Level at the bottom of the Asset (in terms of a R.L). Refer technical chapter for details","Metres"]
["Structure","Fish Pass","Construction Method","Construction method used to form Asset",null,"A_MTHSTR"]
["Structure","Fish Pass","Length (m)","Total length of the Assset","Metres"]
["Structure","Fish Pass","Material","Material used to manufacture the Asset",null,"A_MTLSTR"]
["Structure","Fish Pass","Top RL (m)","Level at the top of the Asset (in terms of a R.L). Refer technical chapter for details","Metres"]
["Structure","Fish Pass","Width (m)","Total Width of the Asset","Metres"]
["Structure","Headwall","Construction Method","Construction method used to form Asset",null,"A_MTHSTR"]
["Structure","Headwall","Headwall Type","Type of Headwall constructed",null,"A_TYPHWL"]
["Structure","Headwall","Height (m)","Total height of the Asset (above ground)","Metres"]
["Structure","Headwall","Invert RL (m)","Level at the Invert of the Asset  (in terms of a R.L)","Metres"]
["Structure","Headwall","Length (m)","Total length of the Assset","Metres"]
["Structure","Headwall","Manufacturer","Name of the manufacturer"]
["Structure","Headwall","Material","Material used to manufacture the Asset",null,"A_MTLSTR"]
["Structure","Headwall","Top RL (m)","Level at the top of the Asset (in terms of a R.L). Refer technical chapter for details","Metres"]
["Structure","Pipe Bridge","Construction Method","Construction method used to form Asset",null,"A_MTHSTR"]
["Structure","Pipe Bridge","Height (m)","Total height of the Asset (above ground)","Metres"]
["Structure","Pipe Bridge","Length (m)","Total length of the Assset","Metres"]
["Structure","Pipe Bridge","Material","Material used to manufacture the Asset",null,"A_MTLSTR"]
["Structure","Pipe Bridge","Top RL (m)","Level at the top of the Asset (in terms of a R.L). Refer technical chapter for details","Metres"]
["Structure","Ramp","Area (m2)","Total Area of the Asset","Square metres"]
["Structure","Ramp","Construction Method","Construction method used to form Asset",null,"A_MTHSTR"]
["Structure","Ramp","Length (m)","Total length of the Assset","Metres"]
["Structure","Ramp","Material","Material used to manufacture the Asset",null,"A_MTLSTR"]
["Structure","Ramp","Width (m)","Total Width of the Asset","Metres"]
["Structure","Retaining Wall","Base RL (m)","Level at the bottom of the Asset (in terms of a R.L). Refer technical chapter for details","Metres"]
["Structure","Retaining Wall","Construction Method","Construction method used to form Asset",null,"A_MTHSTR"]
["Structure","Retaining Wall","Height (m)","Total height of the Asset (above ground)","Metres"]
["Structure","Retaining Wall","Length (m)","Total length of the Assset","Metres"]
["Structure","Retaining Wall","Material","Material used to manufacture the Asset",null,"A_MTLSTR"]
["Structure","Retaining Wall","Top RL (m)","Level at the top of the Asset (in terms of a R.L). Refer technical chapter for details","Metres"]
["Structure","Retaining Wall","Width (m)","Total Width of the Asset","Metres"]
["Structure","Static Screen","Construction Method","Construction method used to form Asset",null,"A_MTHSTR"]
["Structure","Static Screen","Length (m)","Total length of the Assset","Metres"]
["Structure","Static Screen","Material","Material used to manufacture the Asset",null,"A_MTLSTR"]
["Structure","Static Screen","Width (m)","Total Width of the Asset","Metres"]
["Structure","Steps","Construction Method","Construction method used to form Asset",null,"A_MTHSTR"]
["Structure","Steps","Height (m)","Total height of the Asset (above ground)","Metres"]
["Structure","Steps","Length (m)","Total length of the Assset","Metres"]
["Structure","Steps","Material","Material used to manufacture the Asset",null,"A_MTLSTR"]
["Structure","Steps","Width (m)","Total Width of the Asset","Metres"]
["Structure","Trash Screen","Bar Spacing (mm)","Lineal measurement of spacing between the Screen Bars","Millimetres"]
["Structure","Trash Screen","Construction Method","Construction method used to form Asset",null,"A_MTHSTR"]
["Structure","Trash Screen","Height (m)","Total height of the Asset (above ground)","Metres"]
["Structure","Trash Screen","Length (m)","Total length of the Assset","Metres"]
["Structure","Trash Screen","Material","Material used to manufacture the Asset",null,"A_MTLSTR"]
["Structure","Trash Screen","Width (m)","Total Width of the Asset","Metres"]
["Structure","Vehicle Bridge","Construction Method","Construction method used to form Asset",null,"A_MTHSTR"]
["Structure","Vehicle Bridge","Height (m)","Total height of the Asset (above ground)","Metres"]
["Structure","Vehicle Bridge","Length (m)","Total length of the Assset","Metres"]
["Structure","Vehicle Bridge","Material","Material used to manufacture the Asset",null,"A_MTLSTR"]
["Structure","Vehicle Bridge","Width (m)","Total Width of the Asset","Metres"]
["Structure","Weir","Construction Method","Construction method used to form Asset",null,"A_MTHSTR"]
["Structure","Weir","Height (m)","Total height of the Asset (above ground)","Metres"]
["Structure","Weir","Manufacturer","Name of the manufacturer"]
["Structure","Weir","Material","Material used to manufacture the Asset",null,"A_MTLSTR"]
["Structure","Weir","Top RL (m)","Level at the top of the Asset (in terms of a R.L). Refer technical chapter for details","Metres"]
["Structure","Weir","Weir RL (m)","Level at the spill point of the Asset  (in terms of a R.L)","Metres"]
["Structure","Weir","Weir Type","Shape of the Asset",null,"A_SHPWER"]
["Structure","Weir","Width (m)","Total Width of the Asset","Metres"]
["Structure","Well Fountain","Construction Method","Construction method used to form Asset",null,"A_MTHSTR"]
["Structure","Well Fountain","Manufacturer","Name of the manufacturer"]
["Structure","Well Fountain","Material","Material used to manufacture the Asset",null,"A_MTLSTR"]
["Tank","Backwash Tank","Construction Method","Construction method used to form the Asset",null,"A_MTHSTR"]
["Tank","Backwash Tank","Diameter (m)","External diameter of the Asset (if not rectangular)","Metres"]
["Tank","Backwash Tank","Floor RL (m)","Level of the Internal Base (in terms of a R.L)","Metres"]
["Tank","Backwash Tank","Height (m)","Total external Height of the Asset","Metres"]
["Tank","Backwash Tank","Inlet RL (m)","Level of the Pipe Inlet (in terms of a R.L)","Metres"]
["Tank","Backwash Tank","Length (m)","Total external length of the Asset (if not circular)","Metres"]
["Tank","Backwash Tank","Lid Fixing","Fixing mechanism used to secure the Asset in place",null,"A_FIXLID"]
["Tank","Backwash Tank","Lid Material","Material used to manufacture the Asset",null,"A_MTLLID"]
["Tank","Backwash Tank","Lid Security","Security measures to prevent accessibility into the Asset",null,"A_SCRLID"]
["Tank","Backwash Tank","Lid Shape","Physical shape of the Asset",null,"A_SHPLID"]
["Tank","Backwash Tank","Lid Type","Category of  Lid Type installed",null,"A_TYPLID"]
["Tank","Backwash Tank","Manufacturer","Name of the manufacturer"]
["Tank","Backwash Tank","Material","Material used to manufacture the Asset",null,"A_MTLTNK"]
["Tank","Backwash Tank","Model","Name of the manufacturer model"]
["Tank","Backwash Tank","Overflow RL (m)","Level of the Pipe Outlet overflow (in terms of a R.L)","Metres"]
["Tank","Backwash Tank","Tank Shape","External shape of the Asset",null,"A_SHPTNK"]
["Tank","Backwash Tank","Volume (m3)","Total capacity of available storage the Asset","Cubic metres"]
["Tank","Backwash Tank","Width (m)","Total external Width of the Asset (if not circular)","Metres"]
["Tank","Chemical Tank","Construction Method","Construction method used to form the Asset",null,"A_MTHSTR"]
["Tank","Chemical Tank","Diameter (m)","External diameter of the Asset (if not rectangular)","Metres"]
["Tank","Chemical Tank","Height (m)","Total external Height of the Asset","Metres"]
["Tank","Chemical Tank","Length (m)","Total external length of the Asset (if not circular)","Metres"]
["Tank","Chemical Tank","Lid Fixing","Fixing mechanism used to secure the Asset in place",null,"A_FIXLID"]
["Tank","Chemical Tank","Lid Material","Material used to manufacture the Asset",null,"A_MTLLID"]
["Tank","Chemical Tank","Lid Security","Security measures to prevent accessibility into the Asset",null,"A_SCRLID"]
["Tank","Chemical Tank","Lid Shape","Physical shape of the Asset",null,"A_SHPLID"]
["Tank","Chemical Tank","Lid Type","Category of  Lid Type installed",null,"A_TYPLID"]
["Tank","Chemical Tank","Manufacturer","Name of the manufacturer"]
["Tank","Chemical Tank","Material","Material used to manufacture the Asset",null,"A_MTLTNK"]
["Tank","Chemical Tank","Model","Name of the manufacturer model"]
["Tank","Chemical Tank","Tank Shape","External shape of the Asset",null,"A_SHPTNK"]
["Tank","Chemical Tank","Volume (m3)","Total capacity of available storage the Asset","Cubic metres"]
["Tank","Chemical Tank","Width (m)","Total external Width of the Asset (if not circular)","Metres"]
["Tank","Fuel Tank","Construction Method","Construction method used to form the Asset",null,"A_MTHSTR"]
["Tank","Fuel Tank","Diameter (m)","External diameter of the Asset (if not rectangular)","Metres"]
["Tank","Fuel Tank","Height (m)","Total external Height of the Asset","Metres"]
["Tank","Fuel Tank","Length (m)","Total external length of the Asset (if not circular)","Metres"]
["Tank","Fuel Tank","Lid Fixing","Fixing mechanism used to secure the Asset in place",null,"A_FIXLID"]
["Tank","Fuel Tank","Lid Material","Material used to manufacture the Asset",null,"A_MTLLID"]
["Tank","Fuel Tank","Lid Security","Security measures to prevent accessibility into the Asset",null,"A_SCRLID"]
["Tank","Fuel Tank","Lid Shape","Physical shape of the Asset",null,"A_SHPLID"]
["Tank","Fuel Tank","Lid Type","Category of  Lid Type installed",null,"A_TYPLID"]
["Tank","Fuel Tank","Manufacturer","Name of the manufacturer"]
["Tank","Fuel Tank","Material","Material used to manufacture the Asset",null,"A_MTLTNK"]
["Tank","Fuel Tank","Model","Name of the manufacturer model"]
["Tank","Fuel Tank","Tank Shape","External shape of the Asset",null,"A_SHPTNK"]
["Tank","Fuel Tank","Volume (m3)","Total capacity of available storage the Asset","Cubic metres"]
["Tank","Fuel Tank","Width (m)","Total external Width of the Asset (if not circular)","Metres"]
["Tank","Greywater Tank","Construction Method","Construction method used to form the Asset",null,"A_MTHSTR"]
["Tank","Greywater Tank","Diameter (m)","External diameter of the Asset (if not rectangular)","Metres"]
["Tank","Greywater Tank","Floor RL (m)","Level of the Internal Base (in terms of a R.L)","Metres"]
["Tank","Greywater Tank","Height (m)","Total external Height of the Asset","Metres"]
["Tank","Greywater Tank","Inlet RL (m)","Level of the Pipe Inlet (in terms of a R.L)","Metres"]
["Tank","Greywater Tank","Length (m)","Total external length of the Asset (if not circular)","Metres"]
["Tank","Greywater Tank","Lid Fixing","Fixing mechanism used to secure the Asset in place",null,"A_FIXLID"]
["Tank","Greywater Tank","Lid Material","Material used to manufacture the Asset",null,"A_MTLLID"]
["Tank","Greywater Tank","Lid Security","Security measures to prevent accessibility into the Asset",null,"A_SCRLID"]
["Tank","Greywater Tank","Lid Shape","Physical shape of the Asset",null,"A_SHPLID"]
["Tank","Greywater Tank","Lid Type","Category of  Lid Type installed",null,"A_TYPLID"]
["Tank","Greywater Tank","Manufacturer","Name of the manufacturer"]
["Tank","Greywater Tank","Material","Material used to manufacture the Asset",null,"A_MTLTNK"]
["Tank","Greywater Tank","Model","Name of the manufacturer model"]
["Tank","Greywater Tank","Overflow RL (m)","Level of the Pipe Outlet overflow (in terms of a R.L)","Metres"]
["Tank","Greywater Tank","Tank Shape","External shape of the Asset",null,"A_SHPTNK"]
["Tank","Greywater Tank","Volume (m3)","Total capacity of available storage the Asset","Cubic metres"]
["Tank","Greywater Tank","Width (m)","Total external Width of the Asset (if not circular)","Metres"]
["Tank","Pressure Tank","Construction Method","Construction method used to form the Asset",null,"A_MTHSTR"]
["Tank","Pressure Tank","Diameter (m)","External diameter of the Asset (if not rectangular)","Metres"]
["Tank","Pressure Tank","Height (m)","Total external Height of the Asset","Metres"]
["Tank","Pressure Tank","Length (m)","Total external length of the Asset (if not circular)","Metres"]
["Tank","Pressure Tank","Lid Fixing","Fixing mechanism used to secure the Asset in place",null,"A_FIXLID"]
["Tank","Pressure Tank","Lid Material","Material used to manufacture the Asset",null,"A_MTLLID"]
["Tank","Pressure Tank","Lid Security","Security measures to prevent accessibility into the Asset",null,"A_SCRLID"]
["Tank","Pressure Tank","Lid Shape","Physical shape of the Asset",null,"A_SHPLID"]
["Tank","Pressure Tank","Lid Type","Category of  Lid Type installed",null,"A_TYPLID"]
["Tank","Pressure Tank","Manufacturer","Name of the manufacturer"]
["Tank","Pressure Tank","Material","Material used to manufacture the Asset",null,"A_MTLTNK"]
["Tank","Pressure Tank","Model","Name of the manufacturer model"]
["Tank","Pressure Tank","Tank Shape","External shape of the Asset",null,"A_SHPTNK"]
["Tank","Pressure Tank","Volume (m3)","Total capacity of available storage the Asset","Cubic metres"]
["Tank","Pressure Tank","Width (m)","Total external Width of the Asset (if not circular)","Metres"]
["Tank","Reservoir","Construction Method","Construction method used to form the Asset",null,"A_MTHSTR"]
["Tank","Reservoir","Diameter (m)","External diameter of the Asset (if not rectangular)","Metres"]
["Tank","Reservoir","Floor RL (m)","Level of the Internal Base (in terms of a R.L)","Metres"]
["Tank","Reservoir","Height (m)","Total external Height of the Asset","Metres"]
["Tank","Reservoir","Inlet RL (m)","Level of the Pipe Inlet (in terms of a R.L)","Metres"]
["Tank","Reservoir","Length (m)","Total external length of the Asset (if not circular)","Metres"]
["Tank","Reservoir","Lid Fixing","Fixing mechanism used to secure the Asset in place",null,"A_FIXLID"]
["Tank","Reservoir","Lid Material","Material used to manufacture the Asset",null,"A_MTLLID"]
["Tank","Reservoir","Lid Security","Security measures to prevent accessibility into the Asset",null,"A_SCRLID"]
["Tank","Reservoir","Lid Shape","Physical shape of the Asset",null,"A_SHPLID"]
["Tank","Reservoir","Lid Type","Category of  Lid Type installed",null,"A_TYPLID"]
["Tank","Reservoir","Material","Material used to manufacture the Asset",null,"A_MTLTNK"]
["Tank","Reservoir","Overflow RL (m)","Level of the Pipe Outlet overflow (in terms of a R.L)","Metres"]
["Tank","Reservoir","Tank Shape","External shape of the Asset",null,"A_SHPTNK"]
["Tank","Reservoir","Volume (m3)","Total capacity of available storage the Asset","Cubic metres"]
["Tank","Reservoir","Width (m)","Total external Width of the Asset (if not circular)","Metres"]
["Tank","Sludge Tank","Construction Method","Construction method used to form the Asset",null,"A_MTHSTR"]
["Tank","Sludge Tank","Diameter (m)","External diameter of the Asset (if not rectangular)","Metres"]
["Tank","Sludge Tank","Floor RL (m)","Level of the Internal Base (in terms of a R.L)","Metres"]
["Tank","Sludge Tank","Height (m)","Total external Height of the Asset","Metres"]
["Tank","Sludge Tank","Length (m)","Total external length of the Asset (if not circular)","Metres"]
["Tank","Sludge Tank","Lid Fixing","Fixing mechanism used to secure the Asset in place",null,"A_FIXLID"]
["Tank","Sludge Tank","Lid Material","Material used to manufacture the Asset",null,"A_MTLLID"]
["Tank","Sludge Tank","Lid Security","Security measures to prevent accessibility into the Asset",null,"A_SCRLID"]
["Tank","Sludge Tank","Lid Shape","Physical shape of the Asset",null,"A_SHPLID"]
["Tank","Sludge Tank","Lid Type","Category of  Lid Type installed",null,"A_TYPLID"]
["Tank","Sludge Tank","Manufacturer","Name of the manufacturer"]
["Tank","Sludge Tank","Material","Material used to manufacture the Asset",null,"A_MTLTNK"]
["Tank","Sludge Tank","Model","Name of the manufacturer model"]
["Tank","Sludge Tank","Overflow RL (m)","Level of the Pipe Outlet overflow (in terms of a R.L)","Metres"]
["Tank","Sludge Tank","Tank Shape","External shape of the Asset",null,"A_SHPTNK"]
["Tank","Sludge Tank","Volume (m3)","Total capacity of available storage the Asset","Cubic metres"]
["Tank","Sludge Tank","Width (m)","Total external Width of the Asset (if not circular)","Metres"]
["Tank","Stormwater Tank","Construction Method","Construction method used to form the Asset",null,"A_MTHSTR"]
["Tank","Stormwater Tank","Diameter (m)","External diameter of the Asset (if not rectangular)","Metres"]
["Tank","Stormwater Tank","Floor RL (m)","Level of the Internal Base (in terms of a R.L)","Metres"]
["Tank","Stormwater Tank","Height (m)","Total external Height of the Asset","Metres"]
["Tank","Stormwater Tank","Inlet RL (m)","Level of the Pipe Inlet (in terms of a R.L)","Metres"]
["Tank","Stormwater Tank","Length (m)","Total external length of the Asset (if not circular)","Metres"]
["Tank","Stormwater Tank","Lid Fixing","Fixing mechanism used to secure the Asset in place",null,"A_FIXLID"]
["Tank","Stormwater Tank","Lid Material","Material used to manufacture the Asset",null,"A_MTLLID"]
["Tank","Stormwater Tank","Lid Security","Security measures to prevent accessibility into the Asset",null,"A_SCRLID"]
["Tank","Stormwater Tank","Lid Shape","Physical shape of the Asset",null,"A_SHPLID"]
["Tank","Stormwater Tank","Lid Type","Category of  Lid Type installed",null,"A_TYPLID"]
["Tank","Stormwater Tank","Manufacturer","Name of the manufacturer"]
["Tank","Stormwater Tank","Material","Material used to manufacture the Asset",null,"A_MTLTNK"]
["Tank","Stormwater Tank","Model","Name of the manufacturer model"]
["Tank","Stormwater Tank","Overflow RL (m)","Level of the Pipe Outlet overflow (in terms of a R.L)","Metres"]
["Tank","Stormwater Tank","Tank Shape","External shape of the Asset",null,"A_SHPTNK"]
["Tank","Stormwater Tank","Volume (m3)","Total capacity of available storage the Asset","Cubic metres"]
["Tank","Stormwater Tank","Width (m)","Total external Width of the Asset (if not circular)","Metres"]
["Tank","Surge Vessel","Construction Method","Construction method used to form the Asset",null,"A_MTHSTR"]
["Tank","Surge Vessel","Diameter (m)","External diameter of the Asset (if not rectangular)","Metres"]
["Tank","Surge Vessel","Height (m)","Total external Height of the Asset","Metres"]
["Tank","Surge Vessel","Length (m)","Total external length of the Asset (if not circular)","Metres"]
["Tank","Surge Vessel","Lid Fixing","Fixing mechanism used to secure the Asset in place",null,"A_FIXLID"]
["Tank","Surge Vessel","Lid Material","Material used to manufacture the Asset",null,"A_MTLLID"]
["Tank","Surge Vessel","Lid Security","Security measures to prevent accessibility into the Asset",null,"A_SCRLID"]
["Tank","Surge Vessel","Lid Shape","Physical shape of the Asset",null,"A_SHPLID"]
["Tank","Surge Vessel","Lid Type","Category of  Lid Type installed",null,"A_TYPLID"]
["Tank","Surge Vessel","Manufacturer","Name of the manufacturer"]
["Tank","Surge Vessel","Material","Material used to manufacture the Asset",null,"A_MTLTNK"]
["Tank","Surge Vessel","Model","Name of the manufacturer model"]
["Tank","Surge Vessel","Tank Shape","External shape of the Asset",null,"A_SHPTNK"]
["Tank","Surge Vessel","Volume (m3)","Total capacity of available storage the Asset","Cubic metres"]
["Tank","Surge Vessel","Width (m)","Total external Width of the Asset (if not circular)","Metres"]
["Tank","Wastewater Tank","Construction Method","Construction method used to form the Asset",null,"A_MTHSTR"]
["Tank","Wastewater Tank","Diameter (m)","External diameter of the Asset (if not rectangular)","Metres"]
["Tank","Wastewater Tank","Floor RL (m)","Level of the Internal Base (in terms of a R.L)","Metres"]
["Tank","Wastewater Tank","Height (m)","Total external Height of the Asset","Metres"]
["Tank","Wastewater Tank","Inlet RL (m)","Level of the Pipe Inlet (in terms of a R.L)","Metres"]
["Tank","Wastewater Tank","Length (m)","Total external length of the Asset (if not circular)","Metres"]
["Tank","Wastewater Tank","Lid Fixing","Fixing mechanism used to secure the Asset in place",null,"A_FIXLID"]
["Tank","Wastewater Tank","Lid Material","Material used to manufacture the Asset",null,"A_MTLLID"]
["Tank","Wastewater Tank","Lid Security","Security measures to prevent accessibility into the Asset",null,"A_SCRLID"]
["Tank","Wastewater Tank","Lid Shape","Physical shape of the Asset",null,"A_SHPLID"]
["Tank","Wastewater Tank","Lid Type","Category of  Lid Type installed",null,"A_TYPLID"]
["Tank","Wastewater Tank","Manufacturer","Name of the manufacturer"]
["Tank","Wastewater Tank","Material","Material used to manufacture the Asset",null,"A_MTLTNK"]
["Tank","Wastewater Tank","Model","Name of the manufacturer model"]
["Tank","Wastewater Tank","Overflow RL (m)","Level of the Pipe Outlet overflow (in terms of a R.L)","Metres"]
["Tank","Wastewater Tank","Tank Shape","External shape of the Asset",null,"A_SHPTNK"]
["Tank","Wastewater Tank","Volume (m3)","Total capacity of available storage the Asset","Cubic metres"]
["Tank","Wastewater Tank","Width (m)","Total external Width of the Asset (if not circular)","Metres"]
["Tank","Water Tank","Construction Method","Construction method used to form the Asset",null,"A_MTHSTR"]
["Tank","Water Tank","Diameter (m)","External diameter of the Asset (if not rectangular)","Metres"]
["Tank","Water Tank","Floor RL (m)","Level of the Internal Base (in terms of a R.L)","Metres"]
["Tank","Water Tank","Height (m)","Total external Height of the Asset","Metres"]
["Tank","Water Tank","Inlet RL (m)","Level of the Pipe Inlet (in terms of a R.L)","Metres"]
["Tank","Water Tank","Length (m)","Total external length of the Asset (if not circular)","Metres"]
["Tank","Water Tank","Lid Fixing","Fixing mechanism used to secure the Asset in place",null,"A_FIXLID"]
["Tank","Water Tank","Lid Material","Material used to manufacture the Asset",null,"A_MTLLID"]
["Tank","Water Tank","Lid Security","Security measures to prevent accessibility into the Asset",null,"A_SCRLID"]
["Tank","Water Tank","Lid Shape","Physical shape of the Asset",null,"A_SHPLID"]
["Tank","Water Tank","Lid Type","Category of  Lid Type installed",null,"A_TYPLID"]
["Tank","Water Tank","Manufacturer","Name of the manufacturer"]
["Tank","Water Tank","Material","Material used to manufacture the Asset",null,"A_MTLTNK"]
["Tank","Water Tank","Model","Name of the manufacturer model"]
["Tank","Water Tank","Overflow RL (m)","Level of the Pipe Outlet overflow (in terms of a R.L)","Metres"]
["Tank","Water Tank","Tank Shape","External shape of the Asset",null,"A_SHPTNK"]
["Tank","Water Tank","Volume (m3)","Total capacity of available storage the Asset","Cubic metres"]
["Tank","Water Tank","Width (m)","Total external Width of the Asset (if not circular)","Metres"]
["Valve","Air Release Valve","Diameter (mm)","Nominal diameter of the Asset (Internal diameter unless external diameter is nominated as industry standard)","Millimetres"]
["Valve","Air Release Valve","Locality","Physical location of the Asset ",null,"A_POSVRS"]
["Valve","Air Release Valve","Manufacturer","Name of the manufacturer"]
["Valve","Air Release Valve","Model","Name of the manufacturer model"]
["Valve","Air Release Valve","Rated Pressure (kPa)","Pressure class as specified by Manufacturer","Kilopascals"]
["Valve","Air Release Valve","Valve State","The normal operational state of the Asset.",null,"A_STTVLV"]
["Valve","Air Release Valve","Valve Top RL (m)","Level at the top of the Valve (in terms of a R.L) Refer technical chapter for each asset type","Metres"]
["Valve","Check Valve","Diameter (mm)","Nominal diameter of the Asset (Internal diameter unless external diameter is nominated as industry standard)","Millimetres"]
["Valve","Check Valve","Locality","Physical location of the Asset ",null,"A_POSVRS"]
["Valve","Check Valve","Manufacturer","Name of the manufacturer"]
["Valve","Check Valve","Model","Name of the manufacturer model"]
["Valve","Check Valve","Rated Pressure (kPa)","Pressure class as specified by Manufacturer","Kilopascals"]
["Valve","Check Valve","Valve State","The normal operational state of the Asset.",null,"A_STTVLV"]
["Valve","Check Valve","Valve Top RL (m)","Level at the top of the Valve (in terms of a R.L) Refer technical chapter for each asset type","Metres"]
["Valve","Check Valve","Valve Type","Type of  Asset",null,"A_TYPVLV"]
["Valve","Control Valve","Close Direction","Direction to turn to close the Asset",null,"A_DIRVLV"]
["Valve","Control Valve","Diameter (mm)","Nominal diameter of the Asset (Internal diameter unless external diameter is nominated as industry standard)","Millimetres"]
["Valve","Control Valve","Locality","Physical location of the Asset ",null,"A_POSVRS"]
["Valve","Control Valve","Manufacturer","Name of the manufacturer"]
["Valve","Control Valve","Model","Name of the manufacturer model"]
["Valve","Control Valve","Rated Pressure (kPa)","Pressure class as specified by Manufacturer","Kilopascals"]
["Valve","Control Valve","Valve State","The normal operational state of the Asset.",null,"A_STTVLV"]
["Valve","Control Valve","Valve Top RL (m)","Level at the top of the Valve (in terms of a R.L) Refer technical chapter for each asset type","Metres"]
["Valve","Control Valve","Valve Type","Type of  Asset",null,"A_TYPVLV"]
["Valve","Diffuser","Diameter (mm)","Nominal diameter of the Asset (Internal diameter unless external diameter is nominated as industry standard)","Millimetres"]
["Valve","Diffuser","Locality","Physical location of the Asset ",null,"A_POSVRS"]
["Valve","Diffuser","Manufacturer","Name of the manufacturer"]
["Valve","Diffuser","Material","Material used to manufacture the Asset",null,"A_MTLVLV"]
["Valve","Diffuser","Model","Name of the manufacturer model"]
["Valve","Diffuser","Valve State","The normal operational state of the Asset.",null,"A_STTVLV"]
["Valve","Flap Valve","Diameter (mm)","Nominal diameter of the Asset (Internal diameter unless external diameter is nominated as industry standard)","Millimetres"]
["Valve","Flap Valve","Locality","Physical location of the Asset ",null,"A_POSVRS"]
["Valve","Flap Valve","Manufacturer","Name of the manufacturer"]
["Valve","Flap Valve","Material","Material used to manufacture the Asset",null,"A_MTLVLV"]
["Valve","Flap Valve","Valve State","The normal operational state of the Asset.",null,"A_STTVLV"]
["Valve","Flush Valve","Close Direction","Direction to turn to close the Asset",null,"A_DIRVLV"]
["Valve","Flush Valve","Diameter (mm)","Nominal diameter of the Asset (Internal diameter unless external diameter is nominated as industry standard)","Millimetres"]
["Valve","Flush Valve","Locality","Physical location of the Asset ",null,"A_POSVRS"]
["Valve","Flush Valve","Manufacturer","Name of the manufacturer"]
["Valve","Flush Valve","Model","Name of the manufacturer model"]
["Valve","Flush Valve","Rated Pressure (kPa)","Pressure class as specified by Manufacturer","Kilopascals"]
["Valve","Flush Valve","Valve State","The normal operational state of the Asset.",null,"A_STTVLV"]
["Valve","Flush Valve","Valve Top RL (m)","Level at the top of the Valve (in terms of a R.L) Refer technical chapter for each asset type","Metres"]
["Valve","Hydrant Valve","Close Direction","Direction to turn to close the Asset",null,"A_DIRVLV"]
["Valve","Hydrant Valve","Diameter (mm)","Nominal diameter of the Asset (Internal diameter unless external diameter is nominated as industry standard)","Millimetres"]
["Valve","Hydrant Valve","Locality","Physical location of the Asset ",null,"A_POSVRS"]
["Valve","Hydrant Valve","Manufacturer","Name of the manufacturer"]
["Valve","Hydrant Valve","Model","Name of the manufacturer model"]
["Valve","Hydrant Valve","Rated Pressure (kPa)","Pressure class as specified by Manufacturer","Kilopascals"]
["Valve","Hydrant Valve","Valve State","The normal operational state of the Asset.",null,"A_STTVLV"]
["Valve","Hydrant Valve","Valve Top RL (m)","Level at the top of the Valve (in terms of a R.L) Refer technical chapter for each asset type","Metres"]
["Valve","Isolation Valve","Close Direction","Direction to turn to close the Asset",null,"A_DIRVLV"]
["Valve","Isolation Valve","Diameter (mm)","Nominal diameter of the Asset (Internal diameter unless external diameter is nominated as industry standard)","Millimetres"]
["Valve","Isolation Valve","Locality","Physical location of the Asset ",null,"A_POSVRS"]
["Valve","Isolation Valve","Manufacturer","Name of the manufacturer"]
["Valve","Isolation Valve","Model","Name of the manufacturer model"]
["Valve","Isolation Valve","Rated Pressure (kPa)","Pressure class as specified by Manufacturer","Kilopascals"]
["Valve","Isolation Valve","Valve State","The normal operational state of the Asset.",null,"A_STTVLV"]
["Valve","Isolation Valve","Valve Top RL (m)","Level at the top of the Valve (in terms of a R.L) Refer technical chapter for each asset type","Metres"]
["Valve","Isolation Valve","Valve Type","Type of  Asset",null,"A_TYPVLV"]
["Valve","Membrane Check Valve","Diameter (mm)","Nominal diameter of the Asset (Internal diameter unless external diameter is nominated as industry standard)","Millimetres"]
["Valve","Membrane Check Valve","Locality","Physical location of the Asset ",null,"A_POSVRS"]
["Valve","Membrane Check Valve","Manufacturer","Name of the manufacturer"]
["Valve","Membrane Check Valve","Model","Name of the manufacturer model"]
["Valve","Membrane Check Valve","Valve State","The normal operational state of the Asset.",null,"A_STTVLV"]
["Valve","Pressure Reducing Valve","Diameter (mm)","Nominal diameter of the Asset (Internal diameter unless external diameter is nominated as industry standard)","Millimetres"]
["Valve","Pressure Reducing Valve","Locality","Physical location of the Asset ",null,"A_POSVRS"]
["Valve","Pressure Reducing Valve","Manufacturer","Name of the manufacturer"]
["Valve","Pressure Reducing Valve","Model","Name of the manufacturer model"]
["Valve","Pressure Reducing Valve","Rated Pressure (kPa)","Pressure class as specified by Manufacturer","Kilopascals"]
["Valve","Pressure Reducing Valve","Set Point (kPa)","Pressure set point as specified by Manufacturer","Kilopascals"]
["Valve","Pressure Reducing Valve","Valve State","The normal operational state of the Asset.",null,"A_STTVLV"]
["Valve","Pressure Reducing Valve","Valve Top RL (m)","Level at the top of the Valve (in terms of a R.L) Refer technical chapter for each asset type","Metres"]
["Valve","Sampling Tap","Close Direction","Direction to turn to close the Asset",null,"A_DIRVLV"]
["Valve","Sampling Tap","Diameter (mm)","Nominal diameter of the Asset (Internal diameter unless external diameter is nominated as industry standard)","Millimetres"]
["Valve","Sampling Tap","Locality","Physical location of the Asset ",null,"A_POSVRS"]
["Valve","Sampling Tap","Manufacturer","Name of the manufacturer"]
["Valve","Sampling Tap","Model","Name of the manufacturer model"]
["Valve","Sampling Tap","Rated Pressure (kPa)","Pressure class as specified by Manufacturer","Kilopascals"]
["Valve","Sampling Tap","Valve State","The normal operational state of the Asset.",null,"A_STTVLV"]
["Valve","Scour Valve","Close Direction","Direction to turn to close the Asset",null,"A_DIRVLV"]
["Valve","Scour Valve","Diameter (mm)","Nominal diameter of the Asset (Internal diameter unless external diameter is nominated as industry standard)","Millimetres"]
["Valve","Scour Valve","Locality","Physical location of the Asset ",null,"A_POSVRS"]
["Valve","Scour Valve","Manufacturer","Name of the manufacturer"]
["Valve","Scour Valve","Model","Name of the manufacturer model"]
["Valve","Scour Valve","Rated Pressure (kPa)","Pressure class as specified by Manufacturer","Kilopascals"]
["Valve","Scour Valve","Valve State","The normal operational state of the Asset.",null,"A_STTVLV"]
["Valve","Scour Valve","Valve Top RL (m)","Level at the top of the Valve (in terms of a R.L) Refer technical chapter for each asset type","Metres"]

{"sheet":"Feature Attributes","index":7,"n_rows":17,"n_cols":8,"rows_kept":17,"cut":false,"hidden":true,"merged":[]}
[null,null,null,"ActiveField",1]
[null,null,null,"Level 1","Water Supply"]
[null,null,null,"Level 2","(All)"]
[null,null,null,"Level 3","Service Line"]
[]
[null,null,null,"Attribute","Description","UOM","Code List","Code List Values"]
[null,null,null,"Diameter (mm)","Nominal diameter of the Asset (Internal diameter unless external diameter is nominated as industry standard)","Millimetres","(blank)"]
[null,null,null,"Installation Method","Construction method used to form the Asset","(blank)","A_MTHPIP"]
[null,null,null,"Length (m)","Total lineal length of the Asset","Metres","(blank)"]
[null,null,null,"Locality","Physical location of the Asset ","(blank)","A_POSVRS"]
[null,null,null,"Material","Material used to manufacture the Asset","(blank)","A_MTLPIP"]
[null,null,null,"Pipe Class","Pressure or Stiffness Rating of the Asset","(blank)","A_CLSPIP"]
[null,null,null,"Pipe Cover (m)","Measured depth of the Asset below the existing Ground Level (Use the average value where grade varies)","Metres","(blank)"]
[null,null,null,"Pipe Purpose","Function the Asset is being used for","(blank)","A_USEPIP"]
[null,null,null,"Pipe Type","Denotes if the pipe gravity fed or pressurised","(blank)","A_TYPPIP"]
[null,null,null,"Manufacturer","Name of the manufacturer","(blank)","(blank)"]
[null,null,null,"Serial Number","Pipe Batch Code","(blank)","(blank)"]

{"sheet":"DataEntry","index":8,"n_rows":1004,"n_cols":9,"rows_kept":1004,"cut":false,"hidden":false,"merged":[[54,0,78,0],[54,1,78,1],[54,2,78,2],[54,3,78,3],[79,0,103,0],[79,1,103,1],[79,2,103,2],[79,3,103,3],[3,8,3,9],[4,0,28,0],[4,1,28,1],[4,2,28,2],[4,3,28,3],[29,0,53,0],[29,1,53,1],[29,2,53,2],[29,3,53,3],[154,0,178,0],[154,1,178,1],[154,2,178,2],[154,3,178,3],[179,0,203,0],[179,1,203,1],[179,2,203,2],[179,3,203,3],[104,0,128,0],[104,1,128,1],[104,2,128,2],[104,3,128,3],[129,0,153,0],[129,1,153,1],[129,2,153,2],[129,3,153,3],[254,0,278,0],[254,1,278,1],[254,2,278,2],[254,3,278,3],[279,0,303,0],[279,1,303,1],[279,2,303,2],[279,3,303,3],[204,0,228,0],[204,1,228,1],[204,2,228,2],[204,3,228,3],[229,0,253,0],[229,1,253,1],[229,2,253,2],[229,3,253,3],[354,0,378,0],[354,1,378,1],[354,2,378,2],[354,3,378,3],[379,0,403,0],[379,1,403,1],[379,2,403,2],[379,3,403,3],[304,0,328,0],[304,1,328,1],[304,2,328,2],[304,3,328,3],[329,0,353,0],[329,1,353,1],[329,2,353,2],[329,3,353,3],[454,0,478,0],[454,1,478,1],[454,2,478,2],[454,3,478,3],[479,0,503,0],[479,1,503,1],[479,2,503,2],[479,3,503,3],[404,0,428,0],[404,1,428,1],[404,2,428,2],[404,3,428,3],[429,0,453,0],[429,1,453,1],[429,2,453,2],[429,3,453,3],[554,0,578,0],[554,1,578,1],[554,2,578,2],[554,3,578,3],[579,0,603,0],[579,1,603,1],[579,2,603,2],[579,3,603,3],[504,0,528,0],[504,1,528,1],[504,2,528,2],[504,3,528,3],[529,0,553,0],[529,1,553,1],[529,2,553,2],[529,3,553,3],[654,0,678,0],[654,1,678,1],[654,2,678,2],[654,3,678,3],[679,0,703,0],[679,1,703,1],[679,2,703,2],[679,3,703,3],[604,0,628,0],[604,1,628,1],[604,2,628,2],[604,3,628,3],[629,0,653,0],[629,1,653,1],[629,2,653,2],[629,3,653,3],[754,0,778,0],[754,1,778,1],[754,2,778,2],[754,3,778,3],[779,0,803,0],[779,1,803,1],[779,2,803,2],[779,3,803,3],[704,0,728,0],[704,1,728,1],[704,2,728,2],[704,3,728,3],[729,0,753,0],[729,1,753,1],[729,2,753,2],[729,3,753,3],[854,0,878,0],[854,1,878,1],[854,2,878,2],[854,3,878,3],[879,0,903,0],[879,1,903,1],[879,2,903,2],[879,3,903,3],[804,0,828,0],[804,1,828,1],[804,2,828,2],[804,3,828,3],[829,0,853,0],[829,1,853,1],[829,2,853,2],[829,3,853,3],[954,0,978,0],[954,1,978,1],[954,2,978,2],[954,3,978,3],[979,0,1003,0],[979,1,1003,1],[979,2,1003,2],[979,3,1003,3],[904,0,928,0],[904,1,928,1],[904,2,928,2],[904,3,928,3],[929,0,953,0],[929,1,953,1],[929,2,953,2],[929,3,953,3]]}
["AMIS Assets Data Entry Sheet"]
[]
[]
["Asset ID","Utility","Asset Group","Asset Type","Attribute","Description","UOM","Code List","Enter Values in the Yellow Cells"]
[null,"Water Supply","Service Connection","On Demand Water Connection",{"$f":"INDIRECT(\"L4_\"&SUBSTITUTE($D5,\" \",\"\"))","v":"Backflow Hazard Cat"},"Catergory of Backflow Prevention assigned to the connection",0,"A_CLSBFW"]
[null,null,null,null,"Backflow Type","Type of Backflow Prevention used",0,"A_TYPBFW"]
[null,null,null,null,"Box Type","Type of containment structure used to house the Assets",0,"A_MTLBOX"]
[null,null,null,null,"Diameter (mm)","Nominal diameter of the Asset (Internal diameter unless external diameter is nominated as industry standard)","Millimetres",0]
[null,null,null,null,"Isolation Valve Qty","Total quantity  of Valves used for isolation purposes","Count",0]
[null,null,null,null,"Meter Serial Number","Identification code supplied by the manufacturer",0,0]
[null,null,null,null,"Meter Type","Type of Meter installed",0,"A_TYPMTR"]
[null,null,null,null,"Property Use","Category of Service Connection type",0,"A_USESVC"]
[null,null,null,null,"Valve Type","Type of Asset that was installed",0,"A_TYPVLV"]
[null,null,null,null,{"$error":"#N/A"},{"$error":"#N/A"},{"$error":"#N/A"},{"$error":"#N/A"}]
[null,null,null,null,{"$error":"#N/A"},{"$error":"#N/A"},{"$error":"#N/A"},{"$error":"#N/A"}]
[null,null,null,null,{"$error":"#N/A"},{"$error":"#N/A"},{"$error":"#N/A"},{"$error":"#N/A"}]
[null,null,null,null,{"$error":"#N/A"},{"$error":"#N/A"},{"$error":"#N/A"},{"$error":"#N/A"}]
[null,null,null,null,{"$error":"#N/A"},{"$error":"#N/A"},{"$error":"#N/A"},{"$error":"#N/A"}]
[null,null,null,null,{"$error":"#N/A"},{"$error":"#N/A"},{"$error":"#N/A"},{"$error":"#N/A"}]
[null,null,null,null,{"$error":"#N/A"},{"$error":"#N/A"},{"$error":"#N/A"},{"$error":"#N/A"}]
[null,null,null,null,{"$error":"#N/A"},{"$error":"#N/A"},{"$error":"#N/A"},{"$error":"#N/A"}]
[null,null,null,null,{"$error":"#N/A"},{"$error":"#N/A"},{"$error":"#N/A"},{"$error":"#N/A"}]
[null,null,null,null,{"$error":"#N/A"},{"$error":"#N/A"},{"$error":"#N/A"},{"$error":"#N/A"}]
[null,null,null,null,{"$error":"#N/A"},{"$error":"#N/A"},{"$error":"#N/A"},{"$error":"#N/A"}]
[null,null,null,null,{"$error":"#N/A"},{"$error":"#N/A"},{"$error":"#N/A"},{"$error":"#N/A"}]
[null,null,null,null,{"$error":"#N/A"},{"$error":"#N/A"},{"$error":"#N/A"},{"$error":"#N/A"}]
[null,null,null,null,{"$error":"#N/A"},{"$error":"#N/A"},{"$error":"#N/A"},{"$error":"#N/A"}]
[null,null,null,null,{"$error":"#N/A"},{"$error":"#N/A"},{"$error":"#N/A"},{"$error":"#N/A"}]
[null,null,null,null,{"$error":"#N/A"},{"$error":"#N/A"},{"$error":"#N/A"},{"$error":"#N/A"}]
[null,null,null,null,{"$f":"INDIRECT(\"L4_\"&SUBSTITUTE($D30,\" \",\"\"))","v":0},0,0,0]
[null,null,null,null,0,0,0,0]
[null,null,null,null,0,0,0,0]
[null,null,null,null,0,0,0,0]
[null,null,null,null,0,0,0,0]
[null,null,null,null,0,0,0,0]
[null,null,null,null,0,0,0,0]
[null,null,null,null,0,0,0,0]
[null,null,null,null,0,0,0,0]
[null,null,null,null,0,0,0,0]
[null,null,null,null,0,0,0,0]
[null,null,null,null,0,0,0,0]
[null,null,null,null,0,0,0,0]
[null,null,null,null,0,0,0,0]
[null,null,null,null,0,0,0,0]
[null,null,null,null,0,0,0,0]
[null,null,null,null,0,0,0,0]
[null,null,null,null,0,0,0,0]
[null,null,null,null,0,0,0,0]
[null,null,null,null,0,0,0,0]
[null,null,null,null,0,0,0,0]
[null,null,null,null,0,0,0,0]
[null,null,null,null,0,0,0,0]
[null,null,null,null,0,0,0,0]
[null,null,null,null,0,0,0,0]
[null,null,null,null,{"$f":"INDIRECT(\"L4_\"&SUBSTITUTE($D55,\" \",\"\"))","v":0},0,0,0]
[null,null,null,null,0,0,0,0]
[null,null,null,null,0,0,0,0]
[null,null,null,null,0,0,0,0]
[null,null,null,null,0,0,0,0]
[null,null,null,null,0,0,0,0]
[null,null,null,null,0,0,0,0]
[null,null,null,null,0,0,0,0]
[null,null,null,null,0,0,0,0]
[null,null,null,null,0,0,0,0]
[null,null,null,null,0,0,0,0]
[null,null,null,null,0,0,0,0]
[null,null,null,null,0,0,0,0]
[null,null,null,null,0,0,0,0]
[null,null,null,null,0,0,0,0]
[null,null,null,null,0,0,0,0]
[null,null,null,null,0,0,0,0]
[null,null,null,null,0,0,0,0]
[null,null,null,null,0,0,0,0]
[null,null,null,null,0,0,0,0]
[null,null,null,null,0,0,0,0]
[null,null,null,null,0,0,0,0]
[null,null,null,null,0,0,0,0]
[null,null,null,null,0,0,0,0]
[null,null,null,null,0,0,0,0]
[null,null,null,null,{"$f":"INDIRECT(\"L4_\"&SUBSTITUTE($D80,\" \",\"\"))","v":0},0,0,0]
[null,null,null,null,0,0,0,0]
[null,null,null,null,0,0,0,0]
[null,null,null,null,0,0,0,0]
[null,null,null,null,0,0,0,0]
[null,null,null,null,0,0,0,0]
[null,null,null,null,0,0,0,0]
[null,null,null,null,0,0,0,0]
[null,null,null,null,0,0,0,0]
[null,null,null,null,0,0,0,0]
[null,null,null,null,0,0,0,0]
[null,null,null,null,0,0,0,0]
[null,null,null,null,0,0,0,0]
[null,null,null,null,0,0,0,0]
[null,null,null,null,0,0,0,0]
[null,null,null,null,0,0,0,0]
[null,null,null,null,0,0,0,0]
[null,null,null,null,0,0,0,0]
[null,null,null,null,0,0,0,0]
[null,null,null,null,0,0,0,0]
[null,null,null,null,0,0,0,0]
[null,null,null,null,0,0,0,0]
[null,null,null,null,0,0,0,0]
[null,null,null,null,0,0,0,0]
[null,null,null,null,0,0,0,0]
[null,null,null,null,{"$f":"INDIRECT(\"L4_\"&SUBSTITUTE($D105,\" \",\"\"))","v":0},0,0,0]
[null,null,null,null,0,0,0,0]
[null,null,null,null,0,0,0,0]
[null,null,null,null,0,0,0,0]
[null,null,null,null,0,0,0,0]
[null,null,null,null,0,0,0,0]
[null,null,null,null,0,0,0,0]
[null,null,null,null,0,0,0,0]
[null,null,null,null,0,0,0,0]
[null,null,null,null,0,0,0,0]
[null,null,null,null,0,0,0,0]
[null,null,null,null,0,0,0,0]
[null,null,null,null,0,0,0,0]
[null,null,null,null,0,0,0,0]
[null,null,null,null,0,0,0,0]
[null,null,null,null,0,0,0,0]
[null,null,null,null,0,0,0,0]
[null,null,null,null,0,0,0,0]
[null,null,null,null,0,0,0,0]
[null,null,null,null,0,0,0,0]
[null,null,null,null,0,0,0,0]
[null,null,null,null,0,0,0,0]
[null,null,null,null,0,0,0,0]
[null,null,null,null,0,0,0,0]
[null,null,null,null,0,0,0,0]
[null,null,null,null,{"$f":"INDIRECT(\"L4_\"&SUBSTITUTE($D130,\" \",\"\"))","v":0},0,0,0]
[null,null,null,null,0,0,0,0]
[null,null,null,null,0,0,0,0]
[null,null,null,null,0,0,0,0]
[null,null,null,null,0,0,0,0]
[null,null,null,null,0,0,0,0]
[null,null,null,null,0,0,0,0]
[null,null,null,null,0,0,0,0]
[null,null,null,null,0,0,0,0]
[null,null,null,null,0,0,0,0]
[null,null,null,null,0,0,0,0]
[null,null,null,null,0,0,0,0]
[null,null,null,null,0,0,0,0]
[null,null,null,null,0,0,0,0]
[null,null,null,null,0,0,0,0]
[null,null,null,null,0,0,0,0]
[null,null,null,null,0,0,0,0]
[null,null,null,null,0,0,0,0]
[null,null,null,null,0,0,0,0]
[null,null,null,null,0,0,0,0]
[null,null,null,null,0,0,0,0]
[null,null,null,null,0,0,0,0]
[null,null,null,null,0,0,0,0]
[null,null,null,null,0,0,0,0]
[null,null,null,null,0,0,0,0]
[null,null,null,null,{"$f":"INDIRECT(\"L4_\"&SUBSTITUTE($D155,\" \",\"\"))","v":0},0,0,0]
[null,null,null,null,0,0,0,0]
[null,null,null,null,0,0,0,0]
[null,null,null,null,0,0,0,0]
[null,null,null,null,0,0,0,0]
[null,null,null,null,0,0,0,0]
[null,null,null,null,0,0,0,0]
[null,null,null,null,0,0,0,0]
[null,null,null,null,0,0,0,0]
[null,null,null,null,0,0,0,0]
[null,null,null,null,0,0,0,0]
[null,null,null,null,0,0,0,0]
[null,null,null,null,0,0,0,0]
[null,null,null,null,0,0,0,0]
[null,null,null,null,0,0,0,0]
[null,null,null,null,0,0,0,0]
[null,null,null,null,0,0,0,0]
[null,null,null,null,0,0,0,0]
[null,null,null,null,0,0,0,0]
[null,null,null,null,0,0,0,0]
[null,null,null,null,0,0,0,0]
[null,null,null,null,0,0,0,0]
[null,null,null,null,0,0,0,0]
[null,null,null,null,0,0,0,0]
[null,null,null,null,0,0,0,0]
[null,null,null,null,{"$f":"INDIRECT(\"L4_\"&SUBSTITUTE($D180,\" \",\"\"))","v":0},0,0,0]
[null,null,null,null,0,0,0,0]
[null,null,null,null,0,0,0,0]
[null,null,null,null,0,0,0,0]
[null,null,null,null,0,0,0,0]
[null,null,null,null,0,0,0,0]
[null,null,null,null,0,0,0,0]
[null,null,null,null,0,0,0,0]
[null,null,null,null,0,0,0,0]
[null,null,null,null,0,0,0,0]
[null,null,null,null,0,0,0,0]
[null,null,null,null,0,0,0,0]
[null,null,null,null,0,0,0,0]
[null,null,null,null,0,0,0,0]
[null,null,null,null,0,0,0,0]
[null,null,null,null,0,0,0,0]
[null,null,null,null,0,0,0,0]
[null,null,null,null,0,0,0,0]
[null,null,null,null,0,0,0,0]
[null,null,null,null,0,0,0,0]
[null,null,null,null,0,0,0,0]
[null,null,null,null,0,0,0,0]
[null,null,null,null,0,0,0,0]
[null,null,null,null,0,0,0,0]
[null,null,null,null,0,0,0,0]
[null,null,null,null,{"$f":"INDIRECT(\"L4_\"&SUBSTITUTE($D205,\" \",\"\"))","v":0},0,0,0]
[null,null,null,null,0,0,0,0]
[null,null,null,null,0,0,0,0]
[null,null,null,null,0,0,0,0]
[null,null,null,null,0,0,0,0]
[null,null,null,null,0,0,0,0]
[null,null,null,null,0,0,0,0]
[null,null,null,null,0,0,0,0]
[null,null,null,null,0,0,0,0]
[null,null,null,null,0,0,0,0]
[null,null,null,null,0,0,0,0]
[null,null,null,null,0,0,0,0]
[null,null,null,null,0,0,0,0]
[null,null,null,null,0,0,0,0]
[null,null,null,null,0,0,0,0]
[null,null,null,null,0,0,0,0]
[null,null,null,null,0,0,0,0]
[null,null,null,null,0,0,0,0]
[null,null,null,null,0,0,0,0]
[null,null,null,null,0,0,0,0]
[null,null,null,null,0,0,0,0]
[null,null,null,null,0,0,0,0]
[null,null,null,null,0,0,0,0]
[null,null,null,null,0,0,0,0]
[null,null,null,null,0,0,0,0]
[null,null,null,null,{"$f":"INDIRECT(\"L4_\"&SUBSTITUTE($D230,\" \",\"\"))","v":0},0,0,0]
[null,null,null,null,0,0,0,0]
[null,null,null,null,0,0,0,0]
[null,null,null,null,0,0,0,0]
[null,null,null,null,0,0,0,0]
[null,null,null,null,0,0,0,0]
[null,null,null,null,0,0,0,0]
[null,null,null,null,0,0,0,0]
[null,null,null,null,0,0,0,0]
[null,null,null,null,0,0,0,0]
[null,null,null,null,0,0,0,0]
[null,null,null,null,0,0,0,0]
[null,null,null,null,0,0,0,0]
[null,null,null,null,0,0,0,0]
[null,null,null,null,0,0,0,0]
[null,null,null,null,0,0,0,0]
[null,null,null,null,0,0,0,0]
[null,null,null,null,0,0,0,0]
[null,null,null,null,0,0,0,0]
[null,null,null,null,0,0,0,0]
[null,null,null,null,0,0,0,0]
[null,null,null,null,0,0,0,0]
[null,null,null,null,0,0,0,0]
[null,null,null,null,0,0,0,0]
[null,null,null,null,0,0,0,0]
[null,null,null,null,{"$f":"INDIRECT(\"L4_\"&SUBSTITUTE($D255,\" \",\"\"))","v":0},0,0,0]
[null,null,null,null,0,0,0,0]
[null,null,null,null,0,0,0,0]
[null,null,null,null,0,0,0,0]
[null,null,null,null,0,0,0,0]
[null,null,null,null,0,0,0,0]
[null,null,null,null,0,0,0,0]
[null,null,null,null,0,0,0,0]
[null,null,null,null,0,0,0,0]
[null,null,null,null,0,0,0,0]
[null,null,null,null,0,0,0,0]
[null,null,null,null,0,0,0,0]
[null,null,null,null,0,0,0,0]
[null,null,null,null,0,0,0,0]
[null,null,null,null,0,0,0,0]
[null,null,null,null,0,0,0,0]
[null,null,null,null,0,0,0,0]
[null,null,null,null,0,0,0,0]
[null,null,null,null,0,0,0,0]
[null,null,null,null,0,0,0,0]
[null,null,null,null,0,0,0,0]
[null,null,null,null,0,0,0,0]
[null,null,null,null,0,0,0,0]
[null,null,null,null,0,0,0,0]
[null,null,null,null,0,0,0,0]
[null,null,null,null,{"$f":"INDIRECT(\"L4_\"&SUBSTITUTE($D280,\" \",\"\"))","v":0},0,0,0]
[null,null,null,null,0,0,0,0]
[null,null,null,null,0,0,0,0]
[null,null,null,null,0,0,0,0]
[null,null,null,null,0,0,0,0]
[null,null,null,null,0,0,0,0]
[null,null,null,null,0,0,0,0]
[null,null,null,null,0,0,0,0]
[null,null,null,null,0,0,0,0]
[null,null,null,null,0,0,0,0]
[null,null,null,null,0,0,0,0]
[null,null,null,null,0,0,0,0]
[null,null,null,null,0,0,0,0]
[null,null,null,null,0,0,0,0]
[null,null,null,null,0,0,0,0]
[null,null,null,null,0,0,0,0]
[null,null,null,null,0,0,0,0]
[null,null,null,null,0,0,0,0]
[null,null,null,null,0,0,0,0]
[null,null,null,null,0,0,0,0]
[null,null,null,null,0,0,0,0]
[null,null,null,null,0,0,0,0]
[null,null,null,null,0,0,0,0]
[null,null,null,null,0,0,0,0]
[null,null,null,null,0,0,0,0]
[null,null,null,null,{"$f":"INDIRECT(\"L4_\"&SUBSTITUTE($D305,\" \",\"\"))","v":0},0,0,0]
[null,null,null,null,0,0,0,0]
[null,null,null,null,0,0,0,0]
[null,null,null,null,0,0,0,0]
[null,null,null,null,0,0,0,0]
[null,null,null,null,0,0,0,0]
[null,null,null,null,0,0,0,0]
[null,null,null,null,0,0,0,0]
[null,null,null,null,0,0,0,0]
[null,null,null,null,0,0,0,0]
[null,null,null,null,0,0,0,0]
[null,null,null,null,0,0,0,0]
[null,null,null,null,0,0,0,0]
[null,null,null,null,0,0,0,0]
[null,null,null,null,0,0,0,0]
[null,null,null,null,0,0,0,0]
[null,null,null,null,0,0,0,0]
[null,null,null,null,0,0,0,0]
[null,null,null,null,0,0,0,0]
[null,null,null,null,0,0,0,0]
[null,null,null,null,0,0,0,0]
[null,null,null,null,0,0,0,0]
[null,null,null,null,0,0,0,0]
[null,null,null,null,0,0,0,0]
[null,null,null,null,0,0,0,0]
[null,null,null,null,{"$f":"INDIRECT(\"L4_\"&SUBSTITUTE($D330,\" \",\"\"))","v":0},0,0,0]
[null,null,null,null,0,0,0,0]
[null,null,null,null,0,0,0,0]
[null,null,null,null,0,0,0,0]
[null,null,null,null,0,0,0,0]
[null,null,null,null,0,0,0,0]
[null,null,null,null,0,0,0,0]
[null,null,null,null,0,0,0,0]
[null,null,null,null,0,0,0,0]
[null,null,null,null,0,0,0,0]
[null,null,null,null,0,0,0,0]
[null,null,null,null,0,0,0,0]
[null,null,null,null,0,0,0,0]
[null,null,null,null,0,0,0,0]
[null,null,null,null,0,0,0,0]
[null,null,null,null,0,0,0,0]
[null,null,null,null,0,0,0,0]
[null,null,null,null,0,0,0,0]
[null,null,null,null,0,0,0,0]
[null,null,null,null,0,0,0,0]
[null,null,null,null,0,0,0,0]
[null,null,null,null,0,0,0,0]
[null,null,null,null,0,0,0,0]
[null,null,null,null,0,0,0,0]
[null,null,null,null,0,0,0,0]
[null,null,null,null,{"$f":"INDIRECT(\"L4_\"&SUBSTITUTE($D355,\" \",\"\"))","v":0},0,0,0]
[null,null,null,null,0,0,0,0]
[null,null,null,null,0,0,0,0]
[null,null,null,null,0,0,0,0]
[null,null,null,null,0,0,0,0]
[null,null,null,null,0,0,0,0]
[null,null,null,null,0,0,0,0]
[null,null,null,null,0,0,0,0]
[null,null,null,null,0,0,0,0]
[null,null,null,null,0,0,0,0]
[null,null,null,null,0,0,0,0]
[null,null,null,null,0,0,0,0]
[null,null,null,null,0,0,0,0]
[null,null,null,null,0,0,0,0]
[null,null,null,null,0,0,0,0]
[null,null,null,null,0,0,0,0]
[null,null,null,null,0,0,0,0]
[null,null,null,null,0,0,0,0]
[null,null,null,null,0,0,0,0]
[null,null,null,null,0,0,0,0]
[null,null,null,null,0,0,0,0]
[null,null,null,null,0,0,0,0]
[null,null,null,null,0,0,0,0]
[null,null,null,null,0,0,0,0]
[null,null,null,null,0,0,0,0]
[null,null,null,null,{"$f":"INDIRECT(\"L4_\"&SUBSTITUTE($D380,\" \",\"\"))","v":0},0,0,0]
[null,null,null,null,0,0,0,0]
[null,null,null,null,0,0,0,0]
[null,null,null,null,0,0,0,0]
[null,null,null,null,0,0,0,0]
[null,null,null,null,0,0,0,0]
[null,null,null,null,0,0,0,0]
[null,null,null,null,0,0,0,0]
[null,null,null,null,0,0,0,0]
[null,null,null,null,0,0,0,0]
[null,null,null,null,0,0,0,0]
[null,null,null,null,0,0,0,0]
[null,null,null,null,0,0,0,0]
[null,null,null,null,0,0,0,0]
[null,null,null,null,0,0,0,0]
[null,null,null,null,0,0,0,0]
[null,null,null,null,0,0,0,0]
[null,null,null,null,0,0,0,0]
[null,null,null,null,0,0,0,0]
[null,null,null,null,0,0,0,0]
[null,null,null,null,0,0,0,0]
[null,null,null,null,0,0,0,0]
[null,null,null,null,0,0,0,0]
[null,null,null,null,0,0,0,0]
[null,null,null,null,0,0,0,0]
[null,null,null,null,{"$f":"INDIRECT(\"L4_\"&SUBSTITUTE($D405,\" \",\"\"))","v":0},0,0,0]
[null,null,null,null,0,0,0,0]
[null,null,null,null,0,0,0,0]
[null,null,null,null,0,0,0,0]
[null,null,null,null,0,0,0,0]
[null,null,null,null,0,0,0,0]
[null,null,null,null,0,0,0,0]
[null,null,null,null,0,0,0,0]
[null,null,null,null,0,0,0,0]
[null,null,null,null,0,0,0,0]
[null,null,null,null,0,0,0,0]
[null,null,null,null,0,0,0,0]
[null,null,null,null,0,0,0,0]
[null,null,null,null,0,0,0,0]
[null,null,null,null,0,0,0,0]
[null,null,null,null,0,0,0,0]
[null,null,null,null,0,0,0,0]
[null,null,null,null,0,0,0,0]
[null,null,null,null,0,0,0,0]
[null,null,null,null,0,0,0,0]
[null,null,null,null,0,0,0,0]
[null,null,null,null,0,0,0,0]
[null,null,null,null,0,0,0,0]
[null,null,null,null,0,0,0,0]
[null,null,null,null,0,0,0,0]
[null,null,null,null,{"$f":"INDIRECT(\"L4_\"&SUBSTITUTE($D430,\" \",\"\"))","v":0},0,0,0]
[null,null,null,null,0,0,0,0]
[null,null,null,null,0,0,0,0]
[null,null,null,null,0,0,0,0]
[null,null,null,null,0,0,0,0]
[null,null,null,null,0,0,0,0]
[null,null,null,null,0,0,0,0]
[null,null,null,null,0,0,0,0]
[null,null,null,null,0,0,0,0]
[null,null,null,null,0,0,0,0]
[null,null,null,null,0,0,0,0]
[null,null,null,null,0,0,0,0]
[null,null,null,null,0,0,0,0]
[null,null,null,null,0,0,0,0]
[null,null,null,null,0,0,0,0]
[null,null,null,null,0,0,0,0]
[null,null,null,null,0,0,0,0]
[null,null,null,null,0,0,0,0]
[null,null,null,null,0,0,0,0]
[null,null,null,null,0,0,0,0]
[null,null,null,null,0,0,0,0]
[null,null,null,null,0,0,0,0]
[null,null,null,null,0,0,0,0]
[null,null,null,null,0,0,0,0]
[null,null,null,null,0,0,0,0]
[null,null,null,null,{"$f":"INDIRECT(\"L4_\"&SUBSTITUTE($D455,\" \",\"\"))","v":0},0,0,0]
[null,null,null,null,0,0,0,0]
[null,null,null,null,0,0,0,0]
[null,null,null,null,0,0,0,0]
[null,null,null,null,0,0,0,0]
[null,null,null,null,0,0,0,0]
[null,null,null,null,0,0,0,0]
[null,null,null,null,0,0,0,0]
[null,null,null,null,0,0,0,0]
[null,null,null,null,0,0,0,0]
[null,null,null,null,0,0,0,0]
[null,null,null,null,0,0,0,0]
[null,null,null,null,0,0,0,0]
[null,null,null,null,0,0,0,0]
[null,null,null,null,0,0,0,0]
[null,null,null,null,0,0,0,0]
[null,null,null,null,0,0,0,0]
[null,null,null,null,0,0,0,0]
[null,null,null,null,0,0,0,0]
[null,null,null,null,0,0,0,0]
[null,null,null,null,0,0,0,0]
[null,null,null,null,0,0,0,0]
[null,null,null,null,0,0,0,0]
[null,null,null,null,0,0,0,0]
[null,null,null,null,0,0,0,0]
[null,null,null,null,{"$f":"INDIRECT(\"L4_\"&SUBSTITUTE($D480,\" \",\"\"))","v":0},0,0,0]
[null,null,null,null,0,0,0,0]
[null,null,null,null,0,0,0,0]
[null,null,null,null,0,0,0,0]
[null,null,null,null,0,0,0,0]
[null,null,null,null,0,0,0,0]
[null,null,null,null,0,0,0,0]
[null,null,null,null,0,0,0,0]
[null,null,null,null,0,0,0,0]
[null,null,null,null,0,0,0,0]
[null,null,null,null,0,0,0,0]
[null,null,null,null,0,0,0,0]
[null,null,null,null,0,0,0,0]
[null,null,null,null,0,0,0,0]
[null,null,null,null,0,0,0,0]
[null,null,null,null,0,0,0,0]
[null,null,null,null,0,0,0,0]
[null,null,null,null,0,0,0,0]
[null,null,null,null,0,0,0,0]
[null,null,null,null,0,0,0,0]
[null,null,null,null,0,0,0,0]
[null,null,null,null,0,0,0,0]
[null,null,null,null,0,0,0,0]
[null,null,null,null,0,0,0,0]
[null,null,null,null,0,0,0,0]
[null,null,null,null,{"$f":"INDIRECT(\"L4_\"&SUBSTITUTE($D505,\" \",\"\"))","v":0},0,0,0]
[null,null,null,null,0,0,0,0]
[null,null,null,null,0,0,0,0]
[null,null,null,null,0,0,0,0]
[null,null,null,null,0,0,0,0]
[null,null,null,null,0,0,0,0]
[null,null,null,null,0,0,0,0]
[null,null,null,null,0,0,0,0]
[null,null,null,null,0,0,0,0]
[null,null,null,null,0,0,0,0]
[null,null,null,null,0,0,0,0]
[null,null,null,null,0,0,0,0]
[null,null,null,null,0,0,0,0]
[null,null,null,null,0,0,0,0]
[null,null,null,null,0,0,0,0]
[null,null,null,null,0,0,0,0]
[null,null,null,null,0,0,0,0]
[null,null,null,null,0,0,0,0]
[null,null,null,null,0,0,0,0]
[null,null,null,null,0,0,0,0]
[null,null,null,null,0,0,0,0]
[null,null,null,null,0,0,0,0]
[null,null,null,null,0,0,0,0]
[null,null,null,null,0,0,0,0]
[null,null,null,null,0,0,0,0]
[null,null,null,null,{"$f":"INDIRECT(\"L4_\"&SUBSTITUTE($D530,\" \",\"\"))","v":0},0,0,0]
[null,null,null,null,0,0,0,0]
[null,null,null,null,0,0,0,0]
[null,null,null,null,0,0,0,0]
[null,null,null,null,0,0,0,0]
[null,null,null,null,0,0,0,0]
[null,null,null,null,0,0,0,0]
[null,null,null,null,0,0,0,0]
[null,null,null,null,0,0,0,0]
[null,null,null,null,0,0,0,0]
[null,null,null,null,0,0,0,0]
[null,null,null,null,0,0,0,0]
[null,null,null,null,0,0,0,0]
[null,null,null,null,0,0,0,0]
[null,null,null,null,0,0,0,0]
[null,null,null,null,0,0,0,0]
[null,null,null,null,0,0,0,0]
[null,null,null,null,0,0,0,0]
[null,null,null,null,0,0,0,0]
[null,null,null,null,0,0,0,0]
[null,null,null,null,0,0,0,0]
[null,null,null,null,0,0,0,0]
[null,null,null,null,0,0,0,0]
[null,null,null,null,0,0,0,0]
[null,null,null,null,0,0,0,0]
[null,null,null,null,{"$f":"INDIRECT(\"L4_\"&SUBSTITUTE($D555,\" \",\"\"))","v":0},0,0,0]
[null,null,null,null,0,0,0,0]
[null,null,null,null,0,0,0,0]
[null,null,null,null,0,0,0,0]
[null,null,null,null,0,0,0,0]
[null,null,null,null,0,0,0,0]
[null,null,null,null,0,0,0,0]
[null,null,null,null,0,0,0,0]
[null,null,null,null,0,0,0,0]
[null,null,null,null,0,0,0,0]
[null,null,null,null,0,0,0,0]
[null,null,null,null,0,0,0,0]
[null,null,null,null,0,0,0,0]
[null,null,null,null,0,0,0,0]
[null,null,null,null,0,0,0,0]
[null,null,null,null,0,0,0,0]
[null,null,null,null,0,0,0,0]
[null,null,null,null,0,0,0,0]
[null,null,null,null,0,0,0,0]
[null,null,null,null,0,0,0,0]
[null,null,null,null,0,0,0,0]
[null,null,null,null,0,0,0,0]
[null,null,null,null,0,0,0,0]
[null,null,null,null,0,0,0,0]
[null,null,null,null,0,0,0,0]
[null,null,null,null,{"$f":"INDIRECT(\"L4_\"&SUBSTITUTE($D580,\" \",\"\"))","v":0},0,0,0]
[null,null,null,null,0,0,0,0]
[null,null,null,null,0,0,0,0]
[null,null,null,null,0,0,0,0]
[null,null,null,null,0,0,0,0]
[null,null,null,null,0,0,0,0]
[null,null,null,null,0,0,0,0]
[null,null,null,null,0,0,0,0]
[null,null,null,null,0,0,0,0]
[null,null,null,null,0,0,0,0]
[null,null,null,null,0,0,0,0]
[null,null,null,null,0,0,0,0]
[null,null,null,null,0,0,0,0]
[null,null,null,null,0,0,0,0]
[null,null,null,null,0,0,0,0]
[null,null,null,null,0,0,0,0]
[null,null,null,null,0,0,0,0]
[null,null,null,null,0,0,0,0]
[null,null,null,null,0,0,0,0]
[null,null,null,null,0,0,0,0]
[null,null,null,null,0,0,0,0]
[null,null,null,null,0,0,0,0]
[null,null,null,null,0,0,0,0]
[null,null,null,null,0,0,0,0]
[null,null,null,null,0,0,0,0]
[null,null,null,null,{"$f":"INDIRECT(\"L4_\"&SUBSTITUTE($D605,\" \",\"\"))","v":0},0,0,0]
[null,null,null,null,0,0,0,0]
[null,null,null,null,0,0,0,0]
[null,null,null,null,0,0,0,0]
[null,null,null,null,0,0,0,0]
[null,null,null,null,0,0,0,0]
[null,null,null,null,0,0,0,0]
[null,null,null,null,0,0,0,0]
[null,null,null,null,0,0,0,0]
[null,null,null,null,0,0,0,0]
[null,null,null,null,0,0,0,0]
[null,null,null,null,0,0,0,0]
[null,null,null,null,0,0,0,0]
[null,null,null,null,0,0,0,0]
[null,null,null,null,0,0,0,0]
[null,null,null,null,0,0,0,0]
[null,null,null,null,0,0,0,0]
[null,null,null,null,0,0,0,0]
[null,null,null,null,0,0,0,0]
[null,null,null,null,0,0,0,0]
[null,null,null,null,0,0,0,0]
[null,null,null,null,0,0,0,0]
[null,null,null,null,0,0,0,0]
[null,null,null,null,0,0,0,0]
[null,null,null,null,0,0,0,0]
[null,null,null,null,{"$f":"INDIRECT(\"L4_\"&SUBSTITUTE($D630,\" \",\"\"))","v":0},0,0,0]
[null,null,null,null,0,0,0,0]
[null,null,null,null,0,0,0,0]
[null,null,null,null,0,0,0,0]
[null,null,null,null,0,0,0,0]
[null,null,null,null,0,0,0,0]
[null,null,null,null,0,0,0,0]
[null,null,null,null,0,0,0,0]
[null,null,null,null,0,0,0,0]
[null,null,null,null,0,0,0,0]
[null,null,null,null,0,0,0,0]
[null,null,null,null,0,0,0,0]
[null,null,null,null,0,0,0,0]
[null,null,null,null,0,0,0,0]
[null,null,null,null,0,0,0,0]
[null,null,null,null,0,0,0,0]
[null,null,null,null,0,0,0,0]
[null,null,null,null,0,0,0,0]
[null,null,null,null,0,0,0,0]
[null,null,null,null,0,0,0,0]
[null,null,null,null,0,0,0,0]
[null,null,null,null,0,0,0,0]
[null,null,null,null,0,0,0,0]
[null,null,null,null,0,0,0,0]
[null,null,null,null,0,0,0,0]
[null,null,null,null,{"$f":"INDIRECT(\"L4_\"&SUBSTITUTE($D655,\" \",\"\"))","v":0},0,0,0]
[null,null,null,null,0,0,0,0]
[null,null,null,null,0,0,0,0]
[null,null,null,null,0,0,0,0]
[null,null,null,null,0,0,0,0]
[null,null,null,null,0,0,0,0]
[null,null,null,null,0,0,0,0]
[null,null,null,null,0,0,0,0]
[null,null,null,null,0,0,0,0]
[null,null,null,null,0,0,0,0]
[null,null,null,null,0,0,0,0]
[null,null,null,null,0,0,0,0]
[null,null,null,null,0,0,0,0]
[null,null,null,null,0,0,0,0]
[null,null,null,null,0,0,0,0]
[null,null,null,null,0,0,0,0]
[null,null,null,null,0,0,0,0]
[null,null,null,null,0,0,0,0]
[null,null,null,null,0,0,0,0]
[null,null,null,null,0,0,0,0]
[null,null,null,null,0,0,0,0]
[null,null,null,null,0,0,0,0]
[null,null,null,null,0,0,0,0]
[null,null,null,null,0,0,0,0]
[null,null,null,null,0,0,0,0]
[null,null,null,null,{"$f":"INDIRECT(\"L4_\"&SUBSTITUTE($D680,\" \",\"\"))","v":0},0,0,0]
[null,null,null,null,0,0,0,0]
[null,null,null,null,0,0,0,0]
[null,null,null,null,0,0,0,0]
[null,null,null,null,0,0,0,0]
[null,null,null,null,0,0,0,0]
[null,null,null,null,0,0,0,0]
[null,null,null,null,0,0,0,0]
[null,null,null,null,0,0,0,0]
[null,null,null,null,0,0,0,0]
[null,null,null,null,0,0,0,0]
[null,null,null,null,0,0,0,0]
[null,null,null,null,0,0,0,0]
[null,null,null,null,0,0,0,0]
[null,null,null,null,0,0,0,0]
[null,null,null,null,0,0,0,0]
[null,null,null,null,0,0,0,0]
[null,null,null,null,0,0,0,0]
[null,null,null,null,0,0,0,0]
[null,null,null,null,0,0,0,0]
[null,null,null,null,0,0,0,0]
[null,null,null,null,0,0,0,0]
[null,null,null,null,0,0,0,0]
[null,null,null,null,0,0,0,0]
[null,null,null,null,0,0,0,0]
[null,null,null,null,{"$f":"INDIRECT(\"L4_\"&SUBSTITUTE($D705,\" \",\"\"))","v":0},0,0,0]
[null,null,null,null,0,0,0,0]
[null,null,null,null,0,0,0,0]
[null,null,null,null,0,0,0,0]
[null,null,null,null,0,0,0,0]
[null,null,null,null,0,0,0,0]
[null,null,null,null,0,0,0,0]
[null,null,null,null,0,0,0,0]
[null,null,null,null,0,0,0,0]
[null,null,null,null,0,0,0,0]
[null,null,null,null,0,0,0,0]
[null,null,null,null,0,0,0,0]
[null,null,null,null,0,0,0,0]
[null,null,null,null,0,0,0,0]
[null,null,null,null,0,0,0,0]
[null,null,null,null,0,0,0,0]
[null,null,null,null,0,0,0,0]
[null,null,null,null,0,0,0,0]
[null,null,null,null,0,0,0,0]
[null,null,null,null,0,0,0,0]
[null,null,null,null,0,0,0,0]
[null,null,null,null,0,0,0,0]
[null,null,null,null,0,0,0,0]
[null,null,null,null,0,0,0,0]
[null,null,null,null,0,0,0,0]
[null,null,null,null,{"$f":"INDIRECT(\"L4_\"&SUBSTITUTE($D730,\" \",\"\"))","v":0},0,0,0]
[null,null,null,null,0,0,0,0]
[null,null,null,null,0,0,0,0]
[null,null,null,null,0,0,0,0]
[null,null,null,null,0,0,0,0]
[null,null,null,null,0,0,0,0]
[null,null,null,null,0,0,0,0]
[null,null,null,null,0,0,0,0]
[null,null,null,null,0,0,0,0]
[null,null,null,null,0,0,0,0]
[null,null,null,null,0,0,0,0]
[null,null,null,null,0,0,0,0]
[null,null,null,null,0,0,0,0]
[null,null,null,null,0,0,0,0]
[null,null,null,null,0,0,0,0]
[null,null,null,null,0,0,0,0]
[null,null,null,null,0,0,0,0]
[null,null,null,null,0,0,0,0]
[null,null,null,null,0,0,0,0]
[null,null,null,null,0,0,0,0]
[null,null,null,null,0,0,0,0]
[null,null,null,null,0,0,0,0]
[null,null,null,null,0,0,0,0]
[null,null,null,null,0,0,0,0]
[null,null,null,null,0,0,0,0]
[null,null,null,null,{"$f":"INDIRECT(\"L4_\"&SUBSTITUTE($D755,\" \",\"\"))","v":0},0,0,0]
[null,null,null,null,0,0,0,0]
[null,null,null,null,0,0,0,0]
[null,null,null,null,0,0,0,0]
[null,null,null,null,0,0,0,0]
[null,null,null,null,0,0,0,0]
[null,null,null,null,0,0,0,0]
[null,null,null,null,0,0,0,0]
[null,null,null,null,0,0,0,0]
[null,null,null,null,0,0,0,0]
[null,null,null,null,0,0,0,0]
[null,null,null,null,0,0,0,0]
[null,null,null,null,0,0,0,0]
[null,null,null,null,0,0,0,0]
[null,null,null,null,0,0,0,0]
[null,null,null,null,0,0,0,0]
[null,null,null,null,0,0,0,0]
[null,null,null,null,0,0,0,0]
[null,null,null,null,0,0,0,0]
[null,null,null,null,0,0,0,0]
[null,null,null,null,0,0,0,0]
[null,null,null,null,0,0,0,0]
[null,null,null,null,0,0,0,0]
[null,null,null,null,0,0,0,0]
[null,null,null,null,0,0,0,0]
[null,null,null,null,{"$f":"INDIRECT(\"L4_\"&SUBSTITUTE($D780,\" \",\"\"))","v":0},0,0,0]
[null,null,null,null,0,0,0,0]
[null,null,null,null,0,0,0,0]
[null,null,null,null,0,0,0,0]
[null,null,null,null,0,0,0,0]
[null,null,null,null,0,0,0,0]
[null,null,null,null,0,0,0,0]
[null,null,null,null,0,0,0,0]
[null,null,null,null,0,0,0,0]
[null,null,null,null,0,0,0,0]
[null,null,null,null,0,0,0,0]
[null,null,null,null,0,0,0,0]
[null,null,null,null,0,0,0,0]
[null,null,null,null,0,0,0,0]
[null,null,null,null,0,0,0,0]
[null,null,null,null,0,0,0,0]
[null,null,null,null,0,0,0,0]
[null,null,null,null,0,0,0,0]
[null,null,null,null,0,0,0,0]
[null,null,null,null,0,0,0,0]
[null,null,null,null,0,0,0,0]
[null,null,null,null,0,0,0,0]
[null,null,null,null,0,0,0,0]
[null,null,null,null,0,0,0,0]
[null,null,null,null,0,0,0,0]
[null,null,null,null,{"$f":"INDIRECT(\"L4_\"&SUBSTITUTE($D805,\" \",\"\"))","v":0},0,0,0]
[null,null,null,null,0,0,0,0]
[null,null,null,null,0,0,0,0]
[null,null,null,null,0,0,0,0]
[null,null,null,null,0,0,0,0]
[null,null,null,null,0,0,0,0]
[null,null,null,null,0,0,0,0]
[null,null,null,null,0,0,0,0]
[null,null,null,null,0,0,0,0]
[null,null,null,null,0,0,0,0]
[null,null,null,null,0,0,0,0]
[null,null,null,null,0,0,0,0]
[null,null,null,null,0,0,0,0]
[null,null,null,null,0,0,0,0]
[null,null,null,null,0,0,0,0]
[null,null,null,null,0,0,0,0]
[null,null,null,null,0,0,0,0]
[null,null,null,null,0,0,0,0]
[null,null,null,null,0,0,0,0]
[null,null,null,null,0,0,0,0]
[null,null,null,null,0,0,0,0]
[null,null,null,null,0,0,0,0]
[null,null,null,null,0,0,0,0]
[null,null,null,null,0,0,0,0]
[null,null,null,null,0,0,0,0]
[null,null,null,null,{"$f":"INDIRECT(\"L4_\"&SUBSTITUTE($D830,\" \",\"\"))","v":0},0,0,0]
[null,null,null,null,0,0,0,0]
[null,null,null,null,0,0,0,0]
[null,null,null,null,0,0,0,0]
[null,null,null,null,0,0,0,0]
[null,null,null,null,0,0,0,0]
[null,null,null,null,0,0,0,0]
[null,null,null,null,0,0,0,0]
[null,null,null,null,0,0,0,0]
[null,null,null,null,0,0,0,0]
[null,null,null,null,0,0,0,0]
[null,null,null,null,0,0,0,0]
[null,null,null,null,0,0,0,0]
[null,null,null,null,0,0,0,0]
[null,null,null,null,0,0,0,0]
[null,null,null,null,0,0,0,0]
[null,null,null,null,0,0,0,0]
[null,null,null,null,0,0,0,0]
[null,null,null,null,0,0,0,0]
[null,null,null,null,0,0,0,0]
[null,null,null,null,0,0,0,0]
[null,null,null,null,0,0,0,0]
[null,null,null,null,0,0,0,0]
[null,null,null,null,0,0,0,0]
[null,null,null,null,0,0,0,0]
[null,null,null,null,{"$f":"INDIRECT(\"L4_\"&SUBSTITUTE($D855,\" \",\"\"))","v":0},0,0,0]
[null,null,null,null,0,0,0,0]
[null,null,null,null,0,0,0,0]
[null,null,null,null,0,0,0,0]
[null,null,null,null,0,0,0,0]
[null,null,null,null,0,0,0,0]
[null,null,null,null,0,0,0,0]
[null,null,null,null,0,0,0,0]
[null,null,null,null,0,0,0,0]
[null,null,null,null,0,0,0,0]
[null,null,null,null,0,0,0,0]
[null,null,null,null,0,0,0,0]
[null,null,null,null,0,0,0,0]
[null,null,null,null,0,0,0,0]
[null,null,null,null,0,0,0,0]
[null,null,null,null,0,0,0,0]
[null,null,null,null,0,0,0,0]
[null,null,null,null,0,0,0,0]
[null,null,null,null,0,0,0,0]
[null,null,null,null,0,0,0,0]
[null,null,null,null,0,0,0,0]
[null,null,null,null,0,0,0,0]
[null,null,null,null,0,0,0,0]
[null,null,null,null,0,0,0,0]
[null,null,null,null,0,0,0,0]
[null,null,null,null,{"$f":"INDIRECT(\"L4_\"&SUBSTITUTE($D880,\" \",\"\"))","v":0},0,0,0]
[null,null,null,null,0,0,0,0]
[null,null,null,null,0,0,0,0]
[null,null,null,null,0,0,0,0]
[null,null,null,null,0,0,0,0]
[null,null,null,null,0,0,0,0]
[null,null,null,null,0,0,0,0]
[null,null,null,null,0,0,0,0]
[null,null,null,null,0,0,0,0]
[null,null,null,null,0,0,0,0]
[null,null,null,null,0,0,0,0]
[null,null,null,null,0,0,0,0]
[null,null,null,null,0,0,0,0]
[null,null,null,null,0,0,0,0]
[null,null,null,null,0,0,0,0]
[null,null,null,null,0,0,0,0]
[null,null,null,null,0,0,0,0]
[null,null,null,null,0,0,0,0]
[null,null,null,null,0,0,0,0]
[null,null,null,null,0,0,0,0]
[null,null,null,null,0,0,0,0]
[null,null,null,null,0,0,0,0]
[null,null,null,null,0,0,0,0]
[null,null,null,null,0,0,0,0]
[null,null,null,null,0,0,0,0]
[null,null,null,null,{"$f":"INDIRECT(\"L4_\"&SUBSTITUTE($D905,\" \",\"\"))","v":0},0,0,0]
[null,null,null,null,0,0,0,0]
[null,null,null,null,0,0,0,0]
[null,null,null,null,0,0,0,0]
[null,null,null,null,0,0,0,0]
[null,null,null,null,0,0,0,0]
[null,null,null,null,0,0,0,0]
[null,null,null,null,0,0,0,0]
[null,null,null,null,0,0,0,0]
[null,null,null,null,0,0,0,0]
[null,null,null,null,0,0,0,0]
[null,null,null,null,0,0,0,0]
[null,null,null,null,0,0,0,0]
[null,null,null,null,0,0,0,0]
[null,null,null,null,0,0,0,0]
[null,null,null,null,0,0,0,0]
[null,null,null,null,0,0,0,0]
[null,null,null,null,0,0,0,0]
[null,null,null,null,0,0,0,0]
[null,null,null,null,0,0,0,0]
[null,null,null,null,0,0,0,0]
[null,null,null,null,0,0,0,0]
[null,null,null,null,0,0,0,0]
[null,null,null,null,0,0,0,0]
[null,null,null,null,0,0,0,0]
[null,null,null,null,{"$f":"INDIRECT(\"L4_\"&SUBSTITUTE($D930,\" \",\"\"))","v":0},0,0,0]
[null,null,null,null,0,0,0,0]
[null,null,null,null,0,0,0,0]
[null,null,null,null,0,0,0,0]
[null,null,null,null,0,0,0,0]
[null,null,null,null,0,0,0,0]
[null,null,null,null,0,0,0,0]
[null,null,null,null,0,0,0,0]
[null,null,null,null,0,0,0,0]
[null,null,null,null,0,0,0,0]
[null,null,null,null,0,0,0,0]
[null,null,null,null,0,0,0,0]
[null,null,null,null,0,0,0,0]
[null,null,null,null,0,0,0,0]
[null,null,null,null,0,0,0,0]
[null,null,null,null,0,0,0,0]
[null,null,null,null,0,0,0,0]
[null,null,null,null,0,0,0,0]
[null,null,null,null,0,0,0,0]
[null,null,null,null,0,0,0,0]
[null,null,null,null,0,0,0,0]
[null,null,null,null,0,0,0,0]
[null,null,null,null,0,0,0,0]
[null,null,null,null,0,0,0,0]
[null,null,null,null,0,0,0,0]
[null,null,null,null,{"$f":"INDIRECT(\"L4_\"&SUBSTITUTE($D955,\" \",\"\"))","v":0},0,0,0]
[null,null,null,null,0,0,0,0]
[null,null,null,null,0,0,0,0]
[null,null,null,null,0,0,0,0]
[null,null,null,null,0,0,0,0]
[null,null,null,null,0,0,0,0]
[null,null,null,null,0,0,0,0]
[null,null,null,null,0,0,0,0]
[null,null,null,null,0,0,0,0]
[null,null,null,null,0,0,0,0]
[null,null,null,null,0,0,0,0]
[null,null,null,null,0,0,0,0]
[null,null,null,null,0,0,0,0]
[null,null,null,null,0,0,0,0]
[null,null,null,null,0,0,0,0]
[null,null,null,null,0,0,0,0]
[null,null,null,null,0,0,0,0]
[null,null,null,null,0,0,0,0]
[null,null,null,null,0,0,0,0]
[null,null,null,null,0,0,0,0]
[null,null,null,null,0,0,0,0]
[null,null,null,null,0,0,0,0]
[null,null,null,null,0,0,0,0]
[null,null,null,null,0,0,0,0]
[null,null,null,null,0,0,0,0]
[null,null,null,null,{"$f":"INDIRECT(\"L4_\"&SUBSTITUTE($D980,\" \",\"\"))","v":0},0,0,0]
[null,null,null,null,0,0,0,0]
[null,null,null,null,0,0,0,0]
[null,null,null,null,0,0,0,0]
[null,null,null,null,0,0,0,0]
[null,null,null,null,0,0,0,0]
[null,null,null,null,0,0,0,0]
[null,null,null,null,0,0,0,0]
[null,null,null,null,0,0,0,0]
[null,null,null,null,0,0,0,0]
[null,null,null,null,0,0,0,0]
[null,null,null,null,0,0,0,0]
[null,null,null,null,0,0,0,0]
[null,null,null,null,0,0,0,0]
[null,null,null,null,0,0,0,0]
[null,null,null,null,0,0,0,0]
[null,null,null,null,0,0,0,0]
[null,null,null,null,0,0,0,0]
[null,null,null,null,0,0,0,0]
[null,null,null,null,0,0,0,0]
[null,null,null,null,0,0,0,0]
[null,null,null,null,0,0,0,0]
[null,null,null,null,0,0,0,0]
[null,null,null,null,0,0,0,0]
[null,null,null,null,0,0,0,0]

{"sheet":"DataEntry2","index":9,"n_rows":3,"n_cols":64,"rows_kept":3,"cut":false,"hidden":true,"merged":[[0,15,0,16],[0,5,0,6],[0,7,0,8],[0,9,0,10],[0,11,0,12],[0,13,0,14],[0,39,0,40],[0,17,0,18],[0,19,0,20],[0,21,0,22],[0,23,0,24],[0,25,0,26],[0,27,0,28],[0,29,0,30],[0,31,0,32],[0,33,0,34],[0,35,0,36],[0,37,0,38],[0,63,0,64],[0,41,0,42],[0,43,0,44],[0,45,0,46],[0,47,0,48],[0,49,0,50],[0,51,0,52],[0,53,0,54],[0,55,0,56],[0,57,0,58],[0,59,0,60],[0,61,0,62]]}
["Feature ID","Utility","Asset Group","Asset Type","Attribute Lookup","Attribute 1",null,"Attribute 2",null,"Attribute 3",null,"Attribute 4",null,"Attribute 5",null,"Attribute 6",null,"Attribute 7",null,"Attribute 8",null,"Attribute 9",null,"Attribute 10",null,"Attribute 11",null,"Attribute 12",null,"Attribute 13",null,"Attribute 14",null,"Attribute 15",null,"Attribute 16",null,"Attribute 17",null,"Attribute 18",null,"Attribute 19",null,"Attribute 20",null,"Attribute 21",null,"Attribute 22",null,"Attribute 23",null,"Attribute 24",null,"Attribute 25",null,"Attribute 26",null,"Attribute 27",null,"Attribute 28",null,"Attribute 29",null,"Attribute 30"]
[null,"Water Supply","Pipe","Network Main",{"$f":"\"RF_\"&SUBSTITUTE(SUBSTITUTE(SUBSTITUTE(B2,\" \",\"\"),\"(\",\"\"),\")\",\"\")&\"_\"&SUBSTITUTE(SUBSTITUTE(SUBSTITUTE(C2,\" \",\"\"),\"(\",\"\"),\")\",\"\")&\"_\"&SUBSTITUTE(SUBSTITUTE(SUBSTITUTE(D2,\" \",\"\"),\"(\",\"\"),\")\",\"\")","v":"RF_WaterSupply_Pipe_NetworkMain"},{"$f":"INDEX(INDIRECT($E2&\"_\"&COLUMN()/2-2),1)","v":"Enter Manufacturer"},null,{"$f":"INDEX(INDIRECT($E2&\"_\"&COLUMN()/2-2),1)","v":"Enter Serial Number"},null,{"$f":"INDEX(INDIRECT($E2&\"_\"&COLUMN()/2-2),1)","v":"Select Locality from list"},null,{"$f":"INDEX(INDIRECT($E2&\"_\"&COLUMN()/2-2),1)","v":"Select Pipe Purpose from list"},null,{"$f":"INDEX(INDIRECT($E2&\"_\"&COLUMN()/2-2),1)","v":"Select Pipe Type from list"},null,{"$f":"INDEX(INDIRECT($E2&\"_\"&COLUMN()/2-2),1)","v":"Select External Coating from list"},null,{"$f":"INDEX(INDIRECT($E2&\"_\"&COLUMN()/2-2),1)","v":"Select Bedding Type from list"},null,{"$f":"INDEX(INDIRECT($E2&\"_\"&COLUMN()/2-2),1)","v":"Select Joint Type from list"},null,{"$f":"INDEX(INDIRECT($E2&\"_\"&COLUMN()/2-2),1)","v":"Select Pipe Class from list"},null,{"$f":"INDEX(INDIRECT($E2&\"_\"&COLUMN()/2-2),1)","v":"Enter Diameter (mm)"},null,{"$f":"INDEX(INDIRECT($E2&\"_\"&COLUMN()/2-2),1)","v":"Enter Length (m)"},null,{"$f":"INDEX(INDIRECT($E2&\"_\"&COLUMN()/2-2),1)","v":"Enter Upstream Depth (m)"},null,{"$f":"INDEX(INDIRECT($E2&\"_\"&COLUMN()/2-2),1)","v":"Enter Downstream Depth (m)"},null,{"$f":"INDEX(INDIRECT($E2&\"_\"&COLUMN()/2-2),1)","v":"Enter Pipe Cover (m)"},null,{"$f":"INDEX(INDIRECT($E2&\"_\"&COLUMN()/2-2),1)","v":"Enter Upstream RL (m)"},null,{"$f":"INDEX(INDIRECT($E2&\"_\"&COLUMN()/2-2),1)","v":"Enter Downstream RL (m)"},null,{"$f":"INDEX(INDIRECT($E2&\"_\"&COLUMN()/2-2),1)","v":"Enter TEMP Reline Material"},null,{"$f":"INDEX(INDIRECT($E2&\"_\"&COLUMN()/2-2),1)","v":{"$error":"#REF!"}},null,{"$f":"INDEX(INDIRECT($E2&\"_\"&COLUMN()/2-2),1)","v":{"$error":"#REF!"}},null,{"$f":"INDEX(INDIRECT($E2&\"_\"&COLUMN()/2-2),1)","v":{"$error":"#REF!"}},null,{"$f":"INDEX(INDIRECT($E2&\"_\"&COLUMN()/2-2),1)","v":{"$error":"#REF!"}},null,{"$f":"INDEX(INDIRECT($E2&\"_\"&COLUMN()/2-2),1)","v":{"$error":"#REF!"}},null,{"$f":"INDEX(INDIRECT($E2&\"_\"&COLUMN()/2-2),1)","v":{"$error":"#REF!"}},null,{"$f":"INDEX(INDIRECT($E2&\"_\"&COLUMN()/2-2),1)","v":{"$error":"#REF!"}},null,{"$f":"INDEX(INDIRECT($E2&\"_\"&COLUMN()/2-2),1)","v":{"$error":"#REF!"}},null,{"$f":"INDEX(INDIRECT($E2&\"_\"&COLUMN()/2-2),1)","v":{"$error":"#REF!"}},null,{"$f":"INDEX(INDIRECT($E2&\"_\"&COLUMN()/2-2),1)","v":{"$error":"#REF!"}},null,{"$f":"INDEX(INDIRECT($E2&\"_\"&COLUMN()/2-2),1)","v":{"$error":"#REF!"}},null,{"$f":"INDEX(INDIRECT($E2&\"_\"&COLUMN()/2-2),1)","v":{"$error":"#REF!"}},null,{"$f":"INDEX(INDIRECT($E2&\"_\"&COLUMN()/2-2),1)","v":{"$error":"#REF!"}}]
[null,"Stockwater","Basin","Aeration Basin",{"$f":"\"RF_\"&SUBSTITUTE(SUBSTITUTE(SUBSTITUTE(B3,\" \",\"\"),\"(\",\"\"),\")\",\"\")&\"_\"&SUBSTITUTE(SUBSTITUTE(SUBSTITUTE(C3,\" \",\"\"),\"(\",\"\"),\")\",\"\")&\"_\"&SUBSTITUTE(SUBSTITUTE(SUBSTITUTE(D3,\" \",\"\"),\"(\",\"\"),\")\",\"\")","v":"RF_Stockwater_Basin_AerationBasin"},{"$f":"INDEX(INDIRECT($E3&\"_\"&COLUMN()/2-2),1)","v":"Select Lining Material from list"},null,"Enter Base Length (m)",null,"Enter Base Width (m)",null,"Enter Base Area (m2)",null,"Enter Volume (m3)",null,"Enter Top RL (m)",null,"Enter Base RL (m)",null,"Enter Overflow RL (m)",null,{"$error":"#REF!"},null,{"$error":"#REF!"},null,{"$error":"#REF!"},null,{"$error":"#REF!"},null,{"$error":"#REF!"},null,{"$error":"#REF!"},null,{"$error":"#REF!"},null,{"$error":"#REF!"},null,{"$error":"#REF!"},null,{"$error":"#REF!"},null,{"$error":"#REF!"},null,{"$error":"#REF!"},null,{"$error":"#REF!"},null,{"$error":"#REF!"},null,{"$error":"#REF!"},null,{"$error":"#REF!"},null,{"$error":"#REF!"},null,{"$error":"#REF!"},null,{"$error":"#REF!"},null,{"$error":"#REF!"},null,{"$error":"#REF!"},null,{"$error":"#REF!"}]